## TNB Google Map New
State | District | Substation Name | Coordinate | Capacity | Remark
Johor | Muar | PMU 132/11kV Muar | 2.107345006919685, 102.60888772068938 | can’t inject due to single busbar LILO 275kV PMU Sungai Mati to PMU Yong Peng North (1km) 500MW, no HFL
Johor | Muar | PMU 132/11 kV Tanjung Agas | 2.0668659433549808, 102.55789184136192
Johor | Muar | PMU 275/132/33kV Sungai Mati | 2.1079886990153915, 102.5538883652348
Johor | Muar | PMU 132/33/11kV Sungai Abong | 2.058569047535186, 102.58788701277078
Johor | Muar | PMU TNB Bakri | 2.038910738719005, 102.69197652859381 | 100MW, no HFL. Land may be required for bay extension
Johor | Tangkak | PMU 132/33kV Tangkak | 2.2961067103590453, 102.54542464228793
Johor | Tangkak | PMU 132/33kV Tangkak Industri | 2.2444248400756717, 102.52596636858345
Johor | Batu Pahat | PMU 132kV Batu Pahat | 1.8663371798308062, 102.9555044298399
Johor | Batu Pahat | PMU 132kV Peserai | 1.851880841556592, 102.91387327553889
Johor | Batu Pahat | PMU 132kV Sri Gading | 1.8617650384138675, 102.99549479997656
Johor | Batu Pahat | PMU 275/132/33kV Batu Pahat East | 1.8488637191873882, 103.02109848831998
Johor | Batu Pahat | PPU 33/11kV Kampung Merdeka | 1.854524308592898, 102.94405709997656
Johor | Batu Pahat | PMU 132/11kV Tongkang Pecah | 1.903761659635764, 102.95723478033852
Johor | Batu Pahat | SSU RAMATEX 33KV | 1.8720619596113284, 102.99692304105756
Johor | Batu Pahat | PMU 132/11kV Rengit | 1.6605805783762246, 103.19540314105757
Johor | Batu Pahat | PPU 33/11kV BANDAR PUTERA INDAH | 1.9405236773170076, 102.94554605332675
Johor | Batu Pahat | SSU Sri Gading 2 11kV | 1.8592404331495986, 102.99568405999796
Johor | Batu Pahat | Substation Taman Nira | 1.8659817060494734, 102.93068224077973
Johor | Pontian | PMU 132/33/11kV Pontian | 1.5116730953898165, 103.44582529421103
Johor | Pontian | PMU 132/11kV Rengit | 1.660585140674492, 103.1954047859931
Johor | Kluang | PMU 132kV Kluang Industri | 2.0681603946993175, 103.36648017642321
Johor | Kluang | PMU 132/33/11kV Kluang New | 2.0202967791874524, 103.29480889906783
Johor | Kluang | PPU 33/11kV Seri Impian | 1.9787466492380599, 103.37061042942439
Johor | Kluang | KTMB 132/25kV Renggam Feeder Station | 1.9617137975004715, 103.34034730872524
Johor | Kluang | PMU 132kV Simpang Renggam | 1.8031036147147674, 103.33054877611926
Johor | Kluang | PMU 132kV/11kV Mengkibol | 1.9643013371522837, 103.33890535884873
Johor | Kluang | SSU Tenaga Nasional - Kluang Bus Terminal | 2.036711959742754, 103.32285597663996
Johor | Kluang | PPU 33/11kV Taman Saujana Utama | 2.0123054555612225, 103.27513315884876
Johor | Kluang | PMU 132/11kV Niyor | 2.062927198823491, 103.30542004105756
Johor | Segamat | PMU 132/11kV Segamat | 2.5542190253291333, 102.79549818942871
Johor | Segamat | PMU 132/11kV Bukit Siput | 2.4912685219567567, 102.87649398737352
Johor | Segamat | SSU 1 Segamat | 2.5096612925118658, 102.81200168531382
Johor | Segamat | PPU 33/11kV ISG2 | 2.4648908391077367, 102.91478715350114
Johor | Segamat | PPU 33kV/11kV SEGAMAT | 2.5132835611133304, 102.8107341000013
Johor | Segamat | PPU 33/11kV SEGAMAT 2 | 2.4648855810908796, 102.91477947663995
Johor | Mersing | PMU 132/11kV Mersing | 2.385241580991278, 103.8462808985938
Johor | Mersing | PPU 33/11KV Politeknik Mersing | 2.4186429009024706, 103.82668768114588
Johor | Kota Tinggi | PMU 132/22/11kV Kota Tinggi | 1.7198659408145076, 103.86979340149843
Johor | Kota Tinggi | PMU 132/22kV Public Utility Board | 1.7236252140277968, 103.87116148126704
Johor | Kota Tinggi | PMU 132/33/11kV Pasak | 1.727921166149879, 103.92140100655986
Johor | Kota Tinggi | SSU REM | 1.7001715782259077, 103.88363885125511
Johor | Kota Tinggi | PPU 33/11kV Mawai | 1.8699921812913416, 104.03750184740848
Johor | Kota Tinggi | SSU 33kV Kasa Sedili | 1.8896859198868423, 103.9248785321816
Johor | Johor Bahru | Stulang Main Entry Substation | 1.4706580478876947, 103.77465066918485
Johor | Johor Bahru | PMU 132/33/22kV GIS Pusat Bandar Johor Bahru | 1.4708288780121466, 103.75343944108099
Johor | Johor Bahru | PMU 275/132/33kV Perling | 1.4937755780538287, 103.67195058218537
Johor | Johor Bahru | 230kV Senibong Switching Station | 1.4810943000000034, 103.80662291163318
Johor | Johor Bahru | PMU 275/132kV SKUDAI | 1.552642618775826, 103.65761402942437
Johor | Johor Bahru | PMU 132/33/22kV GIS Larkin Perdana | 1.5028472845022383, 103.74953823003695
Johor | Johor Bahru | PMU 132/33/22kV Tampoi Industri | 1.5094450406391193, 103.72750009997658
Johor | Johor Bahru | TNB Larkin electric substation | 1.5026030884491604, 103.74961898892379
Johor | Johor Bahru | PMU 132/22kV UTM Johor (UTMJ) | 1.558179670304309, 103.65244222328981
Johor | Johor Bahru | SSU COUNTRY GARDEN 33KV PLOT 1 | 1.4659686483361702, 103.72559612942436
Johor | Johor Bahru | PPU 33/11kV ECO BUSINESS PARK 1 | 1.586786397048988, 103.7215279870948
Johor | Johor Bahru | PPU 22/6.6kV Tampoi 3 | 1.5196778374688784, 103.74672495335015
Johor | Johor Bahru | PMU 132/33kV Pelangi Indah | 1.576878418806789, 103.79173278218539
Johor | Johor Bahru | PPU 33/11kV PULAI PERDANA | 1.5596248928148342, 103.61696044353563
Johor | Johor Bahru | PPU 33/11kV Bukit Indah | 1.4787834747374353, 103.66227253548871
Johor | Johor Bahru | PPU 33/11KV Bakar Batu | 1.499068774836134, 103.79268387107108
Johor | Johor Bahru | PMU 132/33kV Danga Bay | 1.4845250308391684, 103.71474173548873
Johor | Johor Bahru | PMU 132/33/22 kV Tebrau | 1.5461622750704445, 103.77790486432396
Johor | Johor Bahru | PPU 33/11kV Seelong | 1.6117281317719094, 103.7202933232517
Johor | Johor Bahru | SSU COUNTRY GARDEN 33KV PLOT 4 | 1.4618303559919745, 103.72969989401405
Johor | Johor Bahru | PPU Uda 33/11kv & PPU Uda 22/6.6kv | 1.487771181304771, 103.71553044657956
Johor | Johor Bahru | PMU 132/22kV Majidee | 1.5176262561956864, 103.76356986437075
Johor | Johor Bahru | PPU 33/11kV SETIA INDAH | 1.5709805781988357, 103.76602901928214
Johor | Johor Bahru | PMU 132/22/6.6kV Tampoi | 1.5081911943058919, 103.69876076865197
Johor | Johor Bahru | PPU 33/11kV STULANG | 1.4703184890056213, 103.77440421776778
Johor | Johor Bahru | PPU 33/11kV Setia Eco | 1.5127940780888638, 103.58358795887219
Johor | Johor Bahru | PMU 275/132kv Gelang Patah | 1.4860652813068398, 103.58512431163318
Johor | Johor Bahru | TNB mutiara Emas substation | 1.5451518296915852, 103.77759176500676
Johor | Johor Bahru | PMU 132/33kV GIS South Key | 1.500168915486329, 103.78082792942438
Johor | Johor Bahru | PMU Senibong Switching Station | 1.4856540219610048, 103.80596768218538
Johor | Johor Bahru | PMU 132/33kV Taman Universiti | 1.552519989081749, 103.58284324782818
Johor | Johor Bahru | PPU 22/6.6kV Perling | 1.4816731924454114, 103.68439269015772
Johor | Johor Bahru | PMU 275/230kV Plentong | 1.5226864593690947, 103.8384825294244
Johor | Johor Bahru | PPU 33/11kV Taman Teknologi Johor | 1.5748354158145745, 103.65180230611115
Johor | Johor Bahru | PMU 132/11kV Seelong | 1.6380584216693193, 103.68874968831996
Johor | Johor Bahru | PPU 33/11kV Taman Kesihatan Afiat | 1.4813018263903568, 103.64140056500675
Johor | Johor Bahru | PPU 33/11kV Wangsa Idaman ( IDAM) | 1.627407597607881, 103.68633254782816
Johor | Johor Bahru | PPU 33/11kV Permas | 1.5057694374345048, 103.82497483236216
Johor | Johor Bahru | PPU 33/11kV Tebrau 3 | 1.538866562618063, 103.77419096862081
Johor | Johor Bahru | PPU 33/11kV JB Perdana | 1.5019113122751229, 103.65620583548873
Johor | Johor Bahru | PPU 33/11kV Senai Hi-Tech | 1.5999951018656555, 103.68666081395733
Johor | Johor Bahru | PPU 33/11kV Tampoi NO 1 | 1.4993935479280733, 103.70774595512786
Johor | Johor Bahru | PMU Kangkar Tebrau | 1.5341737968813023, 103.75480261224153
Johor | Johor Bahru | PMU 132/22kV Ulu Tiram | 1.596474537664389, 103.79700488216196
Johor | Johor Bahru | PPU 33/11kV Sutera Utama | 1.511574212346474, 103.66932574657957
Johor | Johor Bahru | PMU 132/33kV Taman Teknologi Johor | 1.5766780188065412, 103.64293778216195
Johor | Johor Bahru | PPU 33/11kV Setia Tropika | 1.5451008658122305, 103.7095220790903
Johor | Johor Bahru | SSU COUNTRY GARDEN 33KV PLOT 3 | 1.4643075406665418, 103.72761644105755
Johor | Johor Bahru | PPU 33/11kV Mutiara Rini | 1.4919556292433596, 103.61913315884875
Johor | Johor Bahru | SSU COUNTRY GARDEN 33KV PLOT 2 | 1.4656915153401429, 103.72791087111794
Johor | Johor Bahru | Substation Taman Anggerik | 1.536174983879749, 103.6932225896109
Johor | Johor Bahru | PMU 132kv NJTP (Nusajaya Technology Park) GIS | 1.4345889152111608, 103.59917362959642
Johor | Johor Bahru | PPU 33/11kV SILC | 1.4616299813362565, 103.59894350547515
Johor | Johor Bahru | PPU 33/11kV Nusajaya Tech Park | 1.4351675338459877, 103.59718529995315
Johor | Johor Bahru | PMU 132/33kV Tanjung Kupang (TKPG) | 1.3663895814462852, 103.55881096559591
Johor | Johor Bahru | SSU CGPV IBS (NEW) | 1.3860378486066127, 103.54756475729577
Johor | Johor Bahru | PMU 132/33/11kV Senai (SNAI) | 1.6293912121976233, 103.65140326057262
Johor | Johor Bahru | TNB Substation, Persiaran Jati | 1.4235180417230944, 103.59695959197767
Johor | Johor Bahru | PMU 275/132kV Pasir Gudang Power Station North (PGPN) | 1.4480802078316433, 103.88627557207977
Johor | Kulai | PMU 132/11kV Kulai (KLAI) | 1.6717037005815063, 103.56157603461298
Johor | Kulai | PMU 275/132kV Sedenak (SDNK) | 1.7009156758914576, 103.41615238218375
Johor | Kulai | PMU 132/33/11kV Saleng (SLNG) | 1.6352558622332507, 103.61409951769751
Johor | Kulai | PPU 33/11kV Taman Putri Kulai | 1.6588076252981203, 103.57680786516744
Johor | Kulai | PPU 33/11kV Bandar Indahpura | 1.6412762755657964, 103.5966538715043
Johor | Kulai | PMU 132/33/11kV Senai (SNAI) | 1.6294627056217785, 103.65142699750282
Johor | Kulai | PPU 33/11KV Tenggaroh | 2.094959196753553, 103.86581263447182
Johor | Kota Tinggi | PMU 132/11kV Johor Tengah | 1.876176831255527, 103.60841585747006
Johor | Mersing | PPU 33/11KV Endau | 2.651264548830929, 103.62269427843903
Johor | Johor Bahru | PMU 132/33/22kV Tampoi Industri (TMPI) | 1.5090524444963456, 103.72793670039458
Johor | Johor Bahru | PMU 275/132/33kV Cahaya Baru (CBRU) | 1.5140407557293363, 103.91935528590406
Johor | Pasir Gudang | PMU 275/132kV Tanjung Langsat Industrial Estate (TLIE) | 1.479773816063835, 103.98317732622249
Johor | Kota Tinggi | PMU 132/11kV Tanjung Belungkur (TBKR) | 1.4587133546236013, 104.1066696305706
Johor | Pasir Gudang | PMU 132/33/22/11kV Tanjung Langsat (TLST) | 1.4730755114204896, 103.95841658879324
Johor | Kota Tinggi | PMU 132/33/11kV Teluk Ramunia (TRMN) | 1.3846798953207673, 104.22131976037431
Johor | Kota Tinggi | PMU 132/11kV Bandar Penawar (PNWR) | 1.556116178170338, 104.20872276561379
Johor | Batu Pahat | PMU 132/11kV Gerisik (GRSK) | 2.1982944740595767, 102.74077275965043
Johor | Batu Pahat | PMU 275/132kV Yong Peng North (YGPN) | 2.0751723659066754, 103.0493568681615
Johor | Segamat | PMU 132/11kV Chaah (CAAH) | 2.3176206474691674, 103.03843999442955
Johor | Kota Tinggi | PMU 275/132kV Pengerang (PGRG) | 1.3970707035776448, 104.16045297313488
Johor | Batu Pahat | PMU 132/11kV Parit Sulong (PSLG) | 2.018751031264279, 102.8782991326869
Johor | Pontian | PMU 500/275kV Tanjung Bin (TBIN) | 1.3347278518727639, 103.53588080719906
Johor | Batu Pahat | PMU 132kV Parit Raja (PRJA) | 1.8599717952431185, 103.09591963983323
Johor | Pontian | PMU 132kV Pekan Nenas (PNAS) | 1.502585400000005, 103.51818772382389
Johor | Pasir Gudang | PMU 132/22kV Pasir Gudang Industry East (PGIE) | 1.454664316470222, 103.92021453895406
Johor | Batu Pahat | PMU 132/11kV Rengit (RNGT) | 1.6616168165106637, 103.19551445272509
Johor | Pontian | PMU 132/11kV Kukup (KKUP) | 1.3536312448741732, 103.45526097005836
Johor | Kulai | PMU 500/275/132kV Bukit Batu (BBTU) | 1.7591543386216657, 103.4263800656192
Johor | Batu Pahat | PMU 132/11 kV Tanjung Laboh (TLBH) | 1.7929703905258227, 102.96183673081964
Johor | Batu Pahat | PMU 132/11kV Sri Sulong (SSLG) | 1.9184478061900032, 102.84597944298875
Johor | Segamat | PMU 132/11kV Jementah (JMTH) | 2.4668045219529873, 102.69231181843976
Johor | Muar | PMU 132 kV Bukit Kepong (BKPG) | 2.343830081517806, 102.83838619486896
Johor | Muar | PMU 132/11kV Parit Yusof (PYSF) | 1.9004001793716945, 102.75714231762585
Johor | Pasir Gudang | PMU Pasir Gudang Town Centre (PGTC) 132/33kV GIS | 1.4646673894914304, 103.89500150082215
Johor | Iskandar Puteri | PMU 275/132kv Gelang Patah (GPTH) | 1.4855894745955607, 103.58513504736428
Johor | Kota Tinggi | PMU 132/11kV Desaru (DSRU) | 1.5133861717232484, 104.26581091773832
Johor | Iskandar Puteri | PMU 132/33kV Taman Teknologi Johor (TTKJ) | 1.5766833811935543, 103.64293778215087
Johor | Segamat | PMU 132/11kV Gemas (GMAS) | 2.5980241177717307, 102.62064395396477 |  | Single busbar layout. LiLO is require
Johor | Pagoh (Muar) | PMU 132/33kV Pagoh Edu Hub (PGEH) | 2.131898264887643, 102.7444080962929
Johor | Johor Bahru | PMU 132/22/6.6kV Tampoi (TPOI) | 1.5081291968003847, 103.69874298683415
Johor | Batu Pahat | PMU 132/33/11kV Yong Peng (YGPG) | 2.0238141607886355, 103.05386609664956
Johor | Pasir Gudang | PMU 132/22kV Kota Putri (KPTR) | 1.4956720927247913, 103.85225932759262
Johor | Johor Bahru | PMU 132/33kV Danga Bay (DBAY) | 1.4845484922902135, 103.71474421392679
Johor | Johor Bahru | PMU 132/22kV Majidee (MAJD) | 1.5180352305198332, 103.76366270020338
Johor | Batu Pahat | PMU 132/11 kV Tanjung Laboh (TLBH) | 1.792955139922583, 102.96242981039111
Johor | Iskandar Puteri | PMU 132/33kV Pelabuhan Tanjung Pelepas (PTPS) | 1.3549537986390714, 103.5529691079181
Johor | Mersing | PMU 132/33kV Sungai Karang (SKRG) | 1.3447638300086913, 103.52873153328706
Melaka | Melaka Tengah | PMU 275/132kV Malacca (MCCA) | 2.226000647505387, 102.16307467447668
Melaka | Melaka Tengah | PMU 132/11kV Ayer Keroh (AKRH) | 2.2517577958668658, 102.2955676977636
Melaka | Melaka Tengah | PMU 132/33/11kV Cheng (CHNG) | 2.2555564137877693, 102.22837259614946
Melaka | Melaka Tengah | PMU 132/33kV Bona Vista (BVST) | 2.207995579129824, 102.24665987665914
Melaka | Melaka Tengah | PMU 132/33/11kV Tangga Batu (TGBU) | 2.2631424097955204, 102.1429335754382
Melaka | Melaka Tengah | PMU 132/33kV Ozana (OZNA) | 2.2482927397115784, 102.30026591776776
Melaka | Melaka Tengah | PPU 33/11kV Taman Tasik Utama Melaka | 2.279857200000001, 102.27009265887216
Melaka | Melaka Tengah | PMU 132/11kV Malim Jaya (MJYA) | 2.232341169609855, 102.23093142390236
Melaka | Melaka Tengah | PPU 33/11kV Pulau Melaka PMLK | 2.1793665204032897, 102.25597759505835
Melaka | Melaka Tengah | PPU 33/11kV Kota Hang Tuah Jaya | 2.2763941295156105, 102.29757293372124
Melaka | Melaka Tengah | PMU 132/11kV Bandar Melaka | 2.208465139566596, 102.24646915887217
Melaka | Melaka Tengah | PPU 33/11kV Klebang Utama | 2.2176295598999514, 102.1951779705288
Melaka | Melaka Tengah | PMU 132/11kV Bukit Rambai | 2.2729217498766006, 102.18629183555898
Melaka | Melaka Tengah | PMU 132/33/11kV Ujung Pasir (UPSR) | 2.2003631101734733, 102.27161713494638
Melaka | Melaka Tengah | PPU 33/11kV Bukit Katil | 2.2493224696798033, 102.30009537052878
Melaka | Melaka Tengah | PMU 132/11kV Batu Berendam | 2.2362639497921952, 102.248118993842
Melaka | Melaka Tengah | PPU 33/11kV Tangga Batu Perdana | 2.2506184404198426, 102.15769611838039
Melaka | Melaka Tengah | PMU 132/33kV Lipat Kajang (LKJG) | 2.2550550798023568, 102.41714947052878
Melaka | Melaka Tengah | PMU 132/11kV Teluk Mas (TMAS) | 2.166406359854081, 102.32865770611116
Melaka | Melaka Tengah | PMU 132/33kV Pulau Melaka (PMKA) | 2.180813399334314, 102.24850642942438
Melaka | Jasin | PMU 275/132/33kV Kelemak (KLMK) | 2.366397350909359, 102.21257407436448
Melaka | Jasin | PMU 132/11kV Kampong Gadek (KGDK) | 2.4172647614222313, 102.24977227713732
Melaka | Jasin | PMU 132/33kV Hicom Pegoh (HPGH) | 2.418324420179864, 102.20055171774435
Melaka | Jasin | PPU 33/11kV Pengkalan Alor Gajah | 2.3843126203960257, 102.22053431774437
Melaka | Jasin | SSU HONDA 33/11kV | 2.424260140862214, 102.21006185332675
Melaka | Jasin | PMU 500/275kV Alor Gajah (AGJH) | 2.3536758196500562, 102.05252723553555
Melaka | Jasin | PMU 132/11kV A’ Famosa (AFMS) | 2.43086454040939, 102.22320471651919
Melaka | Jasin | PMU 132/11kV Jasin | 2.2920523015290715, 102.40768445615842
Melaka | Jasin | PMU 132/33kV Lipat Kajang (LKJG) | 2.2550430192093076, 102.41715276436189
Melaka | Jasin | PPU 33/11kV Jasin Bestari | 2.272359498503883, 102.38340698211513
Melaka | Alor Gajah | PMU 132/33/11kV Masjid Tanah (MTNH) | 2.339584689425153, 102.08208403661257
Melaka | Alor Gajah | PMU 132/11kV Pasir Panjang (PPJG) | 2.4302091051016976, 101.91313027213096
Negeri Sembilan | Seremban | PMU 132/33/11kV Tuanku Jaafar Industrial Development (TJID) | 2.679358095317577, 102.0162488323374
Negeri Sembilan | Seremban | PPU 33/11kV Sikamat Seremban | 2.729077942212694, 101.95616232253693
Negeri Sembilan | Seremban | PMU 132/11kV Satria (STRA) | 2.7010747396145267, 101.99267551386099
Negeri Sembilan | Seremban | PMU 132/11kV Taman Tuanku Jaafar (TTJF) | 2.6798319189135356, 101.99467780547515
Negeri Sembilan | Seremban | PPU 33/11kV Senawang | 2.6954095056889953, 101.97692691651919
Negeri Sembilan | Seremban | PMU 132/11kV Seremban (SBAN) | 2.697567045342988, 101.89513841344751
Negeri Sembilan | Seremban | PMU Warisan Puteri 132kV/33kV | 2.7543098462273066, 101.98995370547517
Negeri Sembilan | Seremban | PPU 33/11kv Ara Sendayan | 2.6845676000000034, 101.87445745332674
Negeri Sembilan | Seremban | PMU 132/33kV Sendayan (SDYN) | 2.7019262256129823, 101.8656355508764
Negeri Sembilan | Seremban | PPU 33/11kV Seremban 3 | 2.674512041425392, 101.93970061222232
Negeri Sembilan | Seremban | PMU 132/11kV Rasah (RASA) | 2.675660554993803, 101.9434868435079
Negeri Sembilan | Seremban | PMU 132/11kV Kilat (KLAT) | 2.736516206372896, 101.94466948890914
Negeri Sembilan | Seremban | SSU 33KV Nexperia | 2.6761176000000013, 102.00330568093679
Negeri Sembilan | Seremban | PMU 275/132/11kV Rantau (RTAU) | 2.597082738362047, 101.96288759135948
Negeri Sembilan | Seremban | PPU 33/11kV Senawang Perdana | 2.655718201679458, 102.00261682449151
Negeri Sembilan | Seremban | PMU 132/11kV Mantin (MTIN) | 2.8113504261155238, 101.91346660314723
Negeri Sembilan | Seremban | PPU 33/11kV Senangin | 2.88062477162624, 101.92285334329227
Negeri Sembilan | Seremban | Substation Sungai Terip | 2.7710130930455663, 101.99635545762358
Negeri Sembilan | Port Dickson | PMU 132/11kV Teluk Kemang (TKMG) | 2.4701029467337614, 101.85877664377419
Negeri Sembilan | Port Dickson | PMU 132/33/11kV Lukut (LKUT) | 2.576458882009727, 101.83039751476561
Negeri Sembilan | Port Dickson | PMU 275kV Port Dickson Power Station (PDPS) | 2.552099110237795, 101.80193070620885
Negeri Sembilan | Port Dickson | Tenaga Nasional Sub-Station 135Kv | 2.576513764020462, 101.83041081222234
Negeri Sembilan | Port Dickson | Tuanku Jaafar Power Station | 2.5301841408118553, 101.79183199246054
Negeri Sembilan | Port Dickson | Substation Bandar Springhill | 2.5969350288147783, 101.85466073433376
Negeri Sembilan | Tampin | PMU 132/11kV Kampung Repah (KRPH) | 2.507775967881442, 102.26171496188401
Negeri Sembilan | Tampin | PMU 132/11kV Pasir Besar (PBSR) | 2.6447109932179536, 102.53622495106515 | 250MW
Negeri Sembilan | Jempol | MINI PPU 33/11kV SJEM | 2.8884061307336144, 102.40359898954519
Negeri Sembilan | Jempol | PPU 33/11kV IOI Bahau | 2.804918384017994, 102.41832001776777
Negeri Sembilan | Jempol | PMU 132/33/11kV Bahau (BAHA) | 2.811619715298509, 102.41411157534773
Negeri Sembilan | Jempol | MINI PPU 33/11kV LADANG D | 2.886932573229339, 102.4988672850768
Negeri Sembilan | Jempol | Pencawang Elektrik (F) Lui Selatan 2 | 2.9976041303652576, 102.39963968831998
Negeri Sembilan | Jempol | PMU 500/275kV Bahau South (BAHS) | 2.7648616008255607, 102.50536785128143
Negeri Sembilan | Kuala Pilah | PMU 132/11kV Kuala Pilah (KPLH) | 2.750983936956551, 102.25639830981872
Negeri Sembilan | Kuala Pilah | PPU 33/11kV Redani | 2.7907255519891287, 102.29466165065074
Negeri Sembilan | Rembau | SSU NESTLE 33KV | 2.60473333666865, 102.07542927198124
Negeri Sembilan | Rembau | KTMB Rembau Feeder Station (132/25kV) | 2.602863438657777, 102.08859021195849
Negeri Sembilan | Rembau | PMU 132/33kV Chembong (CMBG) | 2.6059460056485664, 102.06659821456938
Negeri Sembilan | Rembau | PPU 33/11kV Chembong | 2.606031747571219, 102.06747261463947
Negeri Sembilan | Jelebu | PMU 132/11kV Kuala Klawang (KKWG) | 2.999022244149776, 102.08171598740536
Negeri Sembilan | Jelebu | PMU 132/33/11kV Simpang Pertang (SPTG) | 2.947577564018824, 102.25402704172 | 100MW no HFL | need to confirm back whether single or double busbar
Pahang | Kuantan | PMU 275/132kV Kuantan North (KTNN) | 3.8110286038988495, 103.27293590871793
Pahang | Kuantan | PMU 132/33/11kV Batu 4 Kuantan | 3.781689465419211, 103.2792386784695
Pahang | Kuantan | PMU 132/11kV Kuantan Central (KTCL) | 3.8129403703824636, 103.32742774579451
Pahang | Kuantan | PMU 132/11kV Tanjung Gelang (TGLN) | 3.960302684856327, 103.3883267278309
Pahang | Kuantan | PPU 33/11kV Indera Sempurna | 3.736248026188924, 103.25739154266907
Pahang | Kuantan | PPU 33/11kV Tg Pasir | 3.8616296403312957, 103.25079114597574
Pahang | Kuantan | PE Kg Kobat | 3.8336758664102497, 103.25970962206236
Pahang | Kuantan | TNB Substation PSDP | 3.767222466535747, 103.25014320848163
Pahang | Kuantan | PPU 33/11 kV Putra Square | 3.8194329309371065, 103.32767057666337
Pahang | Kuantan | PPU 33/11kV Peramu | 3.7642577325216107, 103.31601245887217
Pahang | Kuantan | TNB Substation PSDP | 3.7688258561624637, 103.24942788831999
Pahang | Kuantan | PMU 132/33/11kV Bandar Indera Mahkota (BIMK) | 3.826404888735927, 103.27783888218538
Pahang | Kuantan | PMU 132/11kV Semambu (SMBU) | 3.8581707761302044, 103.32891353494637
Pahang | Kuantan | PMU 132/32kV Semambu USIM | 3.8568009715965386, 103.31526135642186
Pahang | Kuantan | PPU 33/11kV Kotasas | 3.8684059646329274, 103.26793453924323
Pahang | Kuantan | PPU 33/11kV Semambu | 3.8589669858085056, 103.32399032942438
Pahang | Kuantan | PPU 33/11kV TUDM | 3.759505177008921, 103.21061864476523
Pahang | Kuantan | PMU 132/33/11kV MEC City Gambang (MECC) | 3.71672668745971, 103.12182495325078
Pahang | Kuantan | Ssu De Long | 3.9691773378877637, 103.37831645332675
Pahang | Kuantan | PMU 132/33/11kV Batu 4 Kuantan | 3.7817010180297146, 103.27925400278352
Pahang | Kuantan | PPU 33/11kV Bandar Indera Mahkota | 3.834967052406139, 103.29373028341057
Pahang | Pekan | PMU 132/33kV Pekan Industri (PKNI) | 3.538622879109072, 103.4023575350277
Pahang | Pekan | PMU 132/33kV Tanjung Batu (TJBU) | 3.3105405493057067, 103.42279164240577
Pahang | Pekan | PMU 132/33kV Pekan (PKAN) | 3.537369507253193, 103.38617866253794
Pahang | Pekan | PMU 132/33kV Tg Agas | 3.4616071949027436, 103.43018785700224
Pahang | Pekan | UMP Substation | 3.544447438539151, 103.42454791344753
Pahang | Pekan | PMU 132/33kV Peramu Jaya (PRMJ) | 3.537622660314177, 103.3861437919808
Pahang | Pekan | PPU 33/11kV Tg Agas | 3.460772784023637, 103.42951921774436
Pahang | Pekan | Substation Felda Chini | 3.3662460387905515, 102.94388872449152
Pahang | Maran | PMU 132/11kV Maran (MRAN) | 3.5841944612764935, 102.78508677548079
Pahang | Maran | PPU 33/11kV Sri Jaya | 3.6728826849502587, 102.87448061776777
Pahang | Maran | PPU 33/11kV Bandar Tun Razak | 2.9153204425498997, 102.88274746076227
Pahang | Temerloh | PMU 132/11kV Temerloh Industri (TMID) | 3.444308624695901, 102.34072661612659
Pahang | Temerloh | PMU 132/11kV Songsang (SONG) | 3.4860345169586093, 102.39900781915739
Pahang | Temerloh | PMU 132/11kV Mentakab (MTKB) | 3.488747238619111, 102.3489838453544
Pahang | Bentong | PMU 500/275/132kV Bentong South (BNTS) | 3.473371559273693, 101.9239003360549
Pahang | Bentong | PMU 132/11kV Bentong (BNTG) | 3.5173145425026706, 101.90776412675937
Pahang | Bentong | PMU 132/11kV Avetani (ATNI) | 3.3677283754518013, 101.84465644108099
Pahang | Bentong | PMU 132/11kV Bukit Tinggi Resort (BTRT) | 3.384562057052018, 101.82328190372951
Pahang | Bentong | PMU 132/11kV Sri Layang (SLYG) | 3.4066611928997075, 101.78654680102127
Pahang | Bentong | PMU 132/11kV Genting Sempah (GNTG) | 3.34954070865413, 101.78248400475047
Pahang | Bentong | PMU 132/33kV Ketari (KTRI) | 3.4834674158798844, 101.93811704108099
Pahang | Raub | PMU 132/11kV Raub Bandar | 3.810060054827839, 101.86285901530034
Pahang | Raub | Substation Felda Krau | 3.7647981515670668, 101.85661222663889
Pahang | Jerantut | PMU 132/33/11kV Jerantut | 3.940480146381466, 102.37264285579484
Pahang | Jerantut | PPU 5 mva, 33/11kV Lepar Utara | 3.9575624660566127, 102.69051863587539
Pahang | Kuala Lipis | PMU 132/33/11kV Kuala Lipis (KLIP) | 4.170430392285928, 102.02803078142594
Pahang | Kuala Lipis | Tenaga Nasional Sub-Station. 11/175Kv | 4.170850792677415, 102.0277070078093
Pahang | Rompin | PPU 33KV ROMPIN | 2.8245702338915355, 103.43821716159322
Pahang | Rompin | PMU 275/132/300kv Kuala Rompin (KR) | 2.8022944569749884, 103.46248578913294
Pahang | Rompin | PPU 33/11kV TGMK | 2.674311292226906, 103.60626802259819
Pahang | Rompin | PPU 33/11kV Summerset | 2.926171481349034, 103.42113677689343
Pahang | Cameron Highlands | PMU 132/11kV Bintang (BNTG) | 4.484687754774834, 101.36974906873897
Pahang | Bera | PMU Kerayong (132/33/11kV) | 3.273886805131309, 102.44972034977332
Pahang | Maran | PMU 132/11kV Jengka (JGKA) | 3.763596190511679, 102.54381846909155
Pahang | Rompin | PMU 132/33/11kV Bandar Muadzam Shah | 3.0776884715334956, 103.06498245766927
Pahang | Kuantan | PMU 275/132/33kV Gebeng Industri (GBID) | 3.975695175416529, 103.36229354047741
Pahang | Kuantan | PMU 132/33/11kV Gebeng (GBNG) | 3.9767054910178796, 103.38982519886807
Pahang | Lipis | PMU 132/11kV Benta (BNTA) | 4.027444867152598, 101.96430082775605
Pahang | Cameron Highlands | PMU 275KV Ulu Jelai (UJLI) | 4.453612442798296, 101.5758817273308
Pahang | Bentong | PMU 132/33/11kV Karak (KRAK) | 3.475621233019497, 101.97000675957814
Pahang | Bentong | PMU 132/11kV Ulu Kali (UKLI) | 3.4187697663718977, 101.79831866535518
Selangor | Gombak | PPU 33/11kV Sri Gombak | 3.2369437102331022, 101.69786709787512
Selangor | Gombak | PMU 275kV Chubadak (CBDK) | 3.2145300346621966, 101.69430705397488
Selangor | Gombak | PMU 132/33/11kV Batu Caves (BCVS) | 3.230143411163428, 101.68431081639162
Selangor | Gombak | PPU 33/11kV Mutiara Selayang | 3.2567349273760584, 101.66377300303623
Selangor | Gombak | PPU 33/11kV CENTRAL LORONG GOMBAK | 3.152010033089566, 101.69501139052831
Selangor | Gombak | PPU 33/11kV Bukit Maluri | 3.2013390679049762, 101.63329484998785
Selangor | Gombak | PMU 132/33kV MRT COCHRANE | 3.1333729075956884, 101.72237309774496
Selangor | Gombak | PMU 132/33kV Jinjang | 3.2089547728526027, 101.65380031163316
Selangor | Gombak | PMU 132/33kV GIS Taman Melawati (TMWT) | 3.2091244790720292, 101.75301608110912
Selangor | Gombak | PMU 132/33/11kV Batu Arang (BARG) | 3.320190770052718, 101.46472340485975
Selangor | Kuala Langat | PMU 275kV Kuala Langat Power Plant (KLPP) | 2.7984531051109265, 101.64831138108634
Selangor | Hulu Langat | PMU 275/132kV Ampang East (AMPE) | 3.2034832709029923, 101.85018392326636
Selangor | Hulu Langat | PPU 33/11kV Hospital Ampang | 3.128903800000005, 101.76452949997656
Selangor | Hulu Langat | PMU 132/33/11kV GIS Pandan Mesra (PMSR) | 3.133942791351798, 101.77001663555899
Selangor | Hulu Langat | PMU 132/33/11kV Pandan Maju (PMJU) | 3.14775287243041, 101.74137132330992
Selangor | Hulu Langat | PPU 33/11kV Taman Kosas | 3.148997093695768, 101.77191785212875
Selangor | Hulu Langat | PPU 33/11kV Ukay Perdana | 3.202370100000022, 101.77828115335016
Selangor | Hulu Langat | PPU 33/11kV Taman Dato Ahmad Razali (TDAR) | 3.1560316523239287, 101.75306134108095
Selangor | Hulu Langat | PPU 33/11kV Bandar Baru Ampang | 3.1450462620983397, 101.76449729869765
Selangor | Hulu Langat | Ssu Loji Air Langat | 3.0725428536522257, 101.78592209320597
Selangor | Hulu Langat | PPU 33/11kV Sering Ukay | 3.1994327744364632, 101.77658195948476
Selangor | Hulu Langat | PPU 33/11kV Sg Purun | 3.136621051455541, 101.78767414782817
Selangor | Hulu Langat | PPU 33/11kV Tasek Tambahan | 3.1221249376593367, 101.77265828768398
Selangor | Hulu Langat | PPU 33/11kV Mini IKBN | 3.1310493214738613, 101.83965042758663
Selangor | Hulu Langat | PMU 132/33kV Kalumpang (KLPG) | 3.6568072517618027, 101.53942143646562
Selangor | Hulu Selangor | PPU 33/11kV BATANG KALI | 3.4830981565491252, 101.6335730548701
Selangor | Hulu Selangor | SSU LEMBAH DAMAI | 3.6036985284944096, 101.61312866419134
Selangor | Hulu Selangor | Substation TNB-Lot 1568 | 3.354663685822508, 101.43150202328977
Selangor | Hulu Selangor | Mini PPU Kuala Kubu Bharu | 3.5574730650163167, 101.6589308117282
Selangor | Klang | PPU 33/11kV Taman Klang Utama | 3.08470208640883, 101.40906358050427
Selangor | Klang | PPU 33/11kV CENTRAL KLANG | 3.0531469088012986, 101.447606493842
Selangor | Klang | PMU 132/33kV Bandar Botanik (BBTK) | 3.0000257961268826, 101.45871936900303
Selangor | Klang | PMU 132/33/11kV Pandamaran (PDMR) | 2.9912614841063543, 101.42087854028686
Selangor | Klang | TNB PE Jalan Ramin 6 Ambang Botanik | 2.988765008658431, 101.45457253735503
Selangor | Klang | PPU 33/11kV MENARA KLANG | 3.0506410042181957, 101.44227562294492
Selangor | Klang | PMU 275kV Port Klang (PKLG) | 3.1154209405230118, 101.32461984929478
Selangor | Klang | PPU 33/11kV BANDAR SULTAN SULAIMAN (BRSS) | 3.032577201117962, 101.38789590653732
Selangor | Klang | PPU 33/11kV Pandamaran Jaya | 2.9916386607232446, 101.41289298216196
Selangor | Klang | PMU 132/33/11kV North Klang Strait (NKST) | 3.0140887269683767, 101.36797225884877
Selangor | Klang | PPU 33/11kV ISTIMEWARIA | 3.117635104401933, 101.42431646989277
Selangor | Klang | PPU 33/11kV Bandar Bestari | 2.9568396777056214, 101.46269515517324
Selangor | Klang | PPU 33/11kV PANDAMARAN | 2.9954167567098047, 101.42094874046843
Selangor | Klang | PPU 33/11KV Labur Bina | 3.002924659851476, 101.44044686500678
Selangor | Klang | PPU 33/11kV Bandar UEP Bukit Raja No.2 | 3.087176812946306, 101.42901804721558
Selangor | Klang | PMU BUKIT RAJA GIS | 3.067813739182539, 101.45900049445456
Selangor | Klang | PPU 33/11kV PERSIARAN RAJA MUDA MUSA | 3.0273494061922546, 101.43119508525704
Selangor | Klang | PMU ALIM | 3.0306054215422855, 101.50329027052881
Selangor | Klang | PPU 33/11kV UEP BUKIT RAJA | 3.0782264262626406, 101.44232041163319
Selangor | Klang | PPU 33/11kV Bandar Botanic | 2.9906408340871105, 101.44704827074997
Selangor | Klang | PPU 33/11kV LION TOWN | 3.0621062810689827, 101.45530540303949
Selangor | Klang | PPU 33/11kV Distri Park | 3.023368302366135, 101.38212658157279
Selangor | Klang | PMU 132/33/11kV Ingerback (IGBK) | 3.0354462000000058, 101.37933380611115
Selangor | Klang | PPU 33/11kV Ulu Klang | 3.1717011856189163, 101.75289154415265
Selangor | Klang | PPU 33/11kV TAMAN BAYU PERDANA (BAYU) | 3.0194081518932823, 101.43338265273759
Selangor | Klang | PPU 33/1 1kV TELOK GONG | 2.9612517034315022, 101.37688295273757
Selangor | Klang | PPU 33/11kV Bayu Emas | 2.982675789152215, 101.43489568157278
Selangor | Klang | PPU 33/11kV NEWTOWN PORT | 2.993683451814332, 101.40162245887217
Selangor | Klang | PPU 33/11kV IOI Bandar Puteri | 2.9930729250749035, 101.4716690177678
Selangor | Kuala Langat | PMU 132/33/11kV Teluk Panglima Garang (TPGR) | 2.9493637770067935, 101.47620268779288
Selangor | Kuala Langat | PMU 132kV Banting (BTIN) | 2.8352878299834328, 101.53605288433414
Selangor | Kuala Langat | PMU 500/275/132kV Olak Lempit (OLPT) | 2.84600585650328, 101.57858810833434
Selangor | Kuala Langat | PMU 132/33/11kV Bukit Changgang (BCHG) | 2.8200534051963264, 101.66318765519506
Selangor | Kuala Langat | PMU Banting Central BTIC (proposed) | 2.8368786394609486, 101.55930095577708
Selangor | Kuala Selangor | PPU 33/11kV ungai lang | 3.8133707809470323, 100.81906411443201
Selangor | Kuala Selangor | PMU 132/33/11kV Kuala Selangor (KSGR) | 3.3201430822719193, 101.26569083218196
Selangor | Kuala Selangor | PPU 33/11kV Jalan Kapar | 3.1928300182065756, 101.32547866105362
Selangor | Kuala Selangor | PPU 33kV Tanjung Karang | 3.418862611048033, 101.18700636073808
Selangor | Sabak Bernam | PPU 33/11kV Sabak Bernam | 3.758309096490931, 100.98598825383125
Selangor | Sabak Bernam | PPU 33/11kV Sungai Besar | 3.671763062834071, 100.99270544391216
Selangor | Sabak Bernam | PMU 132/33/11kV Sg Besar | 3.6727740000000026, 101.00183660058917
Selangor | Sepang | PMU 132/33/11kV Bandar Baru Salak Tinggi (BBST) | 2.834087767765689, 101.72553714193667
Selangor | Sepang | PMU 275/132/11kV Salak Tinggi (SLTI) | 2.7995709358767225, 101.75805396543888
Selangor | Sepang | PPU 33/11kV Serenia 2 | 2.8348103479085753, 101.70009732629121
Selangor | Sepang | PPU 33/11kV BANDAR SEPANG | 2.6793838450634824, 101.73461988026862
Selangor | Sepang | PPU 33/11kV SALAK TINGGI | 2.8075328311156067, 101.73385243119186
Selangor | Sepang | PMU 132/33/11kV KLIA (KLIA) | 2.771608911576935, 101.72151267352147
Selangor | Sepang | PPU 33/11kV Dengkil | 2.8545966055525547, 101.64749404256287
Selangor | Petaling | PMU 132/33/11kV PJ South | 3.076620320375294, 101.61952884272954
Selangor | Petaling | PMU 275/132kV Kuala Lumpur West (KULW) | 3.1138261426311082, 101.60107662481788
Selangor | Petaling | PMU NEW SEAPARK (NSPK) 132/33/11kv | 3.1034925825872786, 101.62892873617153
Selangor | Petaling | PPU 33/11kV Sungai Way | 3.087663586739359, 101.62482498893255
Selangor | Petaling | PPU 33/11kV Mox Petaling Jaya | 3.0931912440944638, 101.629242257647
Selangor | Petaling | PPU 33/11kV Kelana Jaya | 3.1062581725986878, 101.59721200304669
Selangor | Petaling | PPU 33/11kV Bandar Utama | 3.137287804527419, 101.60931529005836
Selangor | Petaling | PPU 33/11kV Petaling Utama | 3.08010563415947, 101.64510649443115
Selangor | Petaling | PMU 132/33kV GIS Mutiara Damansara (MDSA) | 3.164505965643012, 101.60301327663996
Selangor | Petaling | PPU 33/11kV Sunway Downtown | 3.075896635034413, 101.61290759995315
Selangor | Petaling | PPU 33/11kV Damansara Intan | 3.129435060895448, 101.62800669198081
Selangor | Petaling | PPU 33/11kV Pacific Place | 3.111548913089845, 101.58494153615689
Selangor | Petaling | PPU 33/11kV Sea Housing | 3.1186501658494152, 101.61478884473308
Selangor | Petaling | PPU 33/11kV PKNS Sg Buloh | 3.1494996655269696, 101.57001201222235
Selangor | Petaling | PPU MOTOROLA (MTRL) | 3.085706658004836, 101.61158018216197
Selangor | Petaling | PPU 33/11kV SS2M | 3.121879834685315, 101.62731572326636
Selangor | Petaling | TNB SSU Pacific Place No. 3 | 3.1105660826142043, 101.58715215884875
Selangor | Petaling | PMU 132/33/11kV Kota Damansara (KDSA) | 3.1485890643605474, 101.6000349631631
Selangor | Petaling | PPU New PJ Bulk (NPJB) | 3.1041082477688686, 101.64079513553554
Selangor | Petaling | PMU 132/33KV KG CEMPAKA | 3.1272865183871605, 101.59802999015183
Selangor | Petaling | TNB SSU Pinnacle Kelana Jaya | 3.104036769494319, 101.59363173553554
Selangor | Petaling | PPU 33/11kV STRAND MALL | 3.1555267827867453, 101.59494327663994
Selangor | Petaling | Pencawang 33/11kV Jalan Penchala | 3.0836345608373517, 101.64166322326636
Selangor | Petaling | PMU 132/33kV Ara Damansara (ADSA) | 3.126676932009829, 101.57710328681159
Selangor | Petaling | PPU 33/11kV Azabar | 3.1618737031325344, 101.56865741814941
Selangor | Petaling | PPU 33/11kV Dataran Sunway | 3.1518708907580493, 101.59380752444468
Selangor | Petaling | PPU 33/11kV Sri Keladi (Substation) | 3.0621630378290887, 101.66294283548875
Selangor | Petaling | PPU 33/11kV Tropicana | 3.131071121795061, 101.59537797107113
Selangor | Petaling | PENCAWANG TNB TAMAN MEDAN | 3.07140403504604, 101.63833674630106
Selangor | Petaling | PPU 33/11kV Desa Petaling | 3.083276974141854, 101.70312429849301
Selangor | Petaling | PMU 132/33kV Glenmarie (GLMR) | 3.096030108897116, 101.58867041598539
Selangor | Petaling | PPU 33/11kV Mutiara Damansara | 3.163395031268882, 101.61281661653835
Selangor | Petaling | PPU 33/11kV Taman Perindustrian Jaya (BPJY) | 3.1184389523398663, 101.57455403553554
Selangor | Petaling | PPU 33/11kV Emporis | 3.1560578781408184, 101.57198207663994
Selangor | Petaling | PMU 132/33kV KL NORTH (KULN) | 3.198619912906152, 101.60185292680993
Selangor | Hulu Selangor | PMU 132/33kV Europlus (EPLS) | 3.405764476318149, 101.57611754392373
Selangor | Hulu Selangor | PMU 132/33/11kV Bukit Sentosa (BSTS) | 3.3781469326039644, 101.57606078686234
Selangor | Hulu Selangor | PMU 132/33/11kV New Rawang (NRWG) | 3.3111408941631555, 101.56688598818756
Selangor | Hulu Langat | PMU 132kV UYAM | 3.442727186908282, 101.6431332120417
Selangor | Hulu Langat | PMU 133/33/11kV Beranang (BRNG) | 2.8981352985388362, 101.86942239058418
Selangor | Hulu Langat | PMU 132/11kV Semenyih (SMYH) | 2.988108939674809, 101.86838536659052
Selangor | Hulu Selangor | PMU 275/132/33/11kV Bukit Beruntung BBTG | 3.420094877105769, 101.54523439704475
Selangor | Bentong | PMU 132/33/11kV Karak (KRAK) | 3.4756038210876508, 101.96999820419042
Selangor | Hulu Selangor | PMU 500/275kV Bukit Tarek (BTRK) | 3.5001795645193288, 101.53543625975473
Kuala Lumpur | Batu | PMU 275/132/33kV Sentul Raya (SRYA) | 3.1888092208591066, 101.68938239193463
Kuala Lumpur | Batu | PPU 33/11kV Sentul Raya | 3.183927821931344, 101.69354988216197
Kuala Lumpur | Batu | PPU 33/11kV Bukit Maluri | 3.201324489647574, 101.63331848730343
Kuala Lumpur | Batu | PMU 132/33/11kV Sunway Velocity (SVCT) | 3.1281942980078137, 101.7228401846787
Kuala Lumpur | Batu | PMU 132/33kV Jinjang | 3.201324489647574, 101.63331848730343
Kuala Lumpur | Batu | PMU 132/33kV Manjalara (MJLR) | 3.1961311697548145, 101.63663680978668
Kuala Lumpur | Batu | PMU 132/33kV KL NORTH (KULN) | 3.198556321576171, 101.60188077960296
Kuala Lumpur | Batu | PMU 275kV Chubadak (CBDK) | 3.214497061023178, 101.69433114697955
Kuala Lumpur | Batu | PMU 132/33/11kV Segambut (SGBT) | 3.188436575544808, 101.65787020364235
Kuala Lumpur | Setapak | PPU 33/11kV Prima Setapak (PRIS) | 3.1976767677413354, 101.7113583660477
Kuala Lumpur | Setapak | PMU 132/33kV Taman Titiwangsa (TWSA) | 3.17960927618059, 101.70444502492134
Kuala Lumpur | Setapak | PMU 132/33kV Wangsa Maju (WMJU) | 3.204221079425361, 101.73783988157278
Kuala Lumpur | Setapak | PMU 132/33/11kV Kampong Lanjut (KLJT) | 3.1954858814117646, 101.7223506637139
Kuala Lumpur | Ampang | PPU asc ampang | 3.1612818695318405, 101.74877357666337
Kuala Lumpur | Ampang | PPU 33/11kV KL TOWN | 3.156304982789754, 101.70365975887216
Kuala Lumpur | Ampang | PMU 275/132/33kV Kampung Pandan (KPDN) | 3.1460742913751365, 101.740223993842
Kuala Lumpur | Ampang | PPU 33/11kV MPAJ | 3.1273249566955945, 101.75343718218538
Kuala Lumpur | Ampang | PPU 33/11kV Wangsa Tegap | 3.156534196046405, 101.70621450611115
Kuala Lumpur | Ampang | PMU 132/33kV SPKC | 3.0614294243185403, 101.73594059017131
Kuala Lumpur | Ampang | PMU 275/132/33/11kV Ampang(AMPG) | 3.1714758847035474, 101.74161915200483
Kuala Lumpur | Ampang | PPU 33/11kV Taman Melawati | 3.2088624085026907, 101.75340507052877
Kuala Lumpur | KL City Centre | PMU 132/33/11kV KLCC (KLCC) | 3.157959997175216, 101.71636215625969
Kuala Lumpur | KL City Centre | PMU 132/33kV Menara Warisan GIS | 3.137583996305745, 101.70194972259887
Kuala Lumpur | KL City Centre | PMU 132/33/11kV KL Pavillion (KLPV) | 3.137583996305745, 101.70194972259887
Kuala Lumpur | KL City Centre | PPU 33/11kV BUKIT BINTANG | 3.14561887816767, 101.71218498768397
Kuala Lumpur | KL City Centre | PMU 132/33kV MRT Semantan | 3.1462269873356417, 101.67687923553554
Kuala Lumpur | KL City Centre | PMU 132/33/11kV GIS Imbi (IMBI) | 3.1412690045529517, 101.71170401222234
Kuala Lumpur | KL City Centre | PPU 33/11kV Parlimen Malaysia | 3.14979005290156, 101.67744252878836
Kuala Lumpur | KL City Centre | PPU 33/11kV BUKIT CEYLON | 3.1474362344890365, 101.70409777663994
Kuala Lumpur | KL City Centre | PPU 33/11kV CENTRAL LORONG GOMBAK | 3.1519926912002894, 101.69502006989276
Kuala Lumpur | KL City Centre | PPU 33/11kV Sri Keladi (Substation) | 3.062183125672984, 101.66292674228275
Kuala Lumpur | KL City Centre | PMU 275/132/33kV Galloway (GWAY) | 3.142455300000002, 101.70575151222236
Kuala Lumpur | KL City Centre | PMU 132/33/11kV Bandar Tun Razak (BTRZ) | 3.0994183000000053, 101.70815148768396
Kuala Lumpur | KL City Centre | PMU 275/132kV Prince Court (PCRT) | 3.148263021839136, 101.72057678890914
Kuala Lumpur | KL City Centre | PMU 132/33/11kV Bukit Jalil (BJLL) | 3.056662434680297, 101.66408020645265
Kuala Lumpur | KL City Centre | PMU 132/33kV Pavilion Bukit Jalil (PVBJ) | 3.0523216313867496, 101.66842591294855
Kuala Lumpur | KL City Centre | PMU 132/33kV Damansara City (DCTY) | 3.146349535044115, 101.66073712355264
Kuala Lumpur | KL City Centre | PMU Damansara Height (DMHT) | 3.1374287061908874, 101.65489169384202
Kuala Lumpur | KL City Centre | PMU 275/132/33kV Brickfield (BFLD) | 3.1344191355574424, 101.6927415600132
Kuala Lumpur | KL City Centre | PMU 275/132/33kV Kuala Lumpur South (KULS) | 3.0771013268998777, 101.66559954066113
Kuala Lumpur | KL City Centre | PMU 132/33/11kV Danau Desa (DDSA) | 3.0965407255914084, 101.68282543615109
Kuala Lumpur | KL City Centre | PMU 132/33/11kV Dang Wangi (DWGI) | 3.1556204002146315, 101.69911628838112
Kuala Lumpur | KL City Centre | PMU Bukit Mahkamah (BMKM) | 3.1479650563232866, 101.69883851184349
Kuala Lumpur | KL City Centre | PMU 275/132/33kV Pudu Ulu (PULU) | 3.122823449930859, 101.72804131553113
Kuala Lumpur | KL City Centre | PMU 132/33kV Matrade GIS | 3.1793583636896203, 101.66609698199026
Kuala Lumpur | KL City Centre | PMU 132/33kV LRT Jelatek (LJTK) | 3.166307183770474, 101.73668229809554
Kuala Lumpur | KL City Centre | PMU 275/132/33kV GIS Salak Selatan (SLKS) | 3.103748551397571, 101.70719675122575
Kuala Lumpur | Petaling | PPU 33/11kV Desa Petaling | 3.0832367992476635, 101.70320786181234
Kuala Lumpur | Petaling | PPU 33/11kV Endah | 3.06314655542119, 101.69629636437077
Kuala Lumpur | Petaling | PMU Pantai (PTAI) | 3.1184368332166996, 101.66652083932027
Kuala Lumpur | Petaling | PMU 132/33kV LRT Kerinchi (LKRC) | 3.1151132081942103, 101.6695467409049
Kuala Lumpur | Petaling | PMU 132/33kV Kuchai Lama (KCHL) | 3.0904284894643372, 101.69502225986918
Perak | Hilir Perak | PMU 132/33kV Teluk Intan East (TINE) | 3.9880388927074235, 101.07181068383869
Perak | Hilir Perak | PMU 132/11kV Sungai Manik (SMNK) | 4.0511429598035456, 101.05279546678706
Perak | Hilir Perak | PMU 132/11kV Teluk Intan (TINT) | 4.024522716733134, 101.02865437189298
Perak | Hilir Perak | PPU 33/11kV Teluk Intan | 3.980862236064731, 100.98855785028725
Perak | Hilir Perak | PMU 132kV Bidor Solar Switching Station (BDRS) | 4.07413531346892, 101.27873211224578
Perak | Hilir Perak | PMU 132/33/11kV Hutan Melintang (HMLG) | 3.886613188524177, 100.95001372022686
Perak | Hilir Perak | GKD 33/132kV Step Up Station, Gading Kencana | 4.075859975425181, 101.27827351776779
Perak | Hilir Perak | PMU 275kV Tapah (TPAH) | 4.211926606203417, 101.29232508015572
Perak | Bagan Datuk | PPU 33/11kV Bagan Datok | 3.9421623482745374, 100.78416515898017
Perak | Hilir Perak | PMU 132/33/11kV Lumut (LMUT) | 4.2007140999342285, 100.64752406238375
Perak | Hilir Perak | PPU 33/11kV Hutan Melintang | 3.8871910852462186, 100.95018488125243
Perak | Hilir Perak | PMU 132kV Sungkai (SKAI) | 4.072737686846696, 101.27437859893445
Perak | Hilir Perak | PMU 132/33/11kV Lumut Maritime (LMTM) | 4.237084421712735, 100.67584702204118
Perak | Hilir Perak | PMU 132/33/11kV Temoh (TMOH) | 4.249116961927638, 101.19442595700222
Perak | Hilir Perak | PPU 33/11kVPerah/Prah | 4.101841268571191, 101.26943895700224
Perak | Hilir Perak | PPU 33/11kV Lekir | 4.127531098991475, 100.75528134105757
Perak | Hulu Perak | PMU 275/132/11kV Klebang (KLBG) | 4.690269644943893, 101.13898078379223
Perak | Hulu Perak | PMU 275/33kV Gerik (GRIK) | 5.4150870290619695, 101.12845164416237
Perak | Hulu Perak | PMU 275kV Bersia (BSIA) | 5.430377714059597, 101.20935651774435
Perak | Hulu Perak | PMU 275kV Kenering (KNRG) | 5.216435202298767, 101.09745073553555
Perak | Hulu Perak | PMU 275kV New Kenering (KNRG) | 5.216707013297251, 101.09202488216197
Perak | Hulu Perak | PMU 275kV Temengor (TMGR) | 5.408973267609547, 101.29730138216199
Perak | Hulu Perak | PMU 132/33kV Kanthan (KTHN) | 4.755530898635083, 101.1193157846123
Perak | Hulu Perak | PMU 132/33/11kv Simpang Pulai (SP) | 4.498628952108733, 101.14864661702127
Perak | Hulu Perak | PPU 33/11kV Banding | 5.54327114152132, 101.32882897663995
Perak | Kinta | PMU 132/33/11 kV Kinta Valley | 4.6206534907514625, 101.14931770593077
Perak | Kinta | PMU 132/22/11kV Tasek | 4.663341866494486, 101.12686816016145
Perak | Kinta | PMU 132/33/11kV Tasek Cement (TCMT) | 4.634593637059058, 101.10176235558812
Perak | Kinta | PMU 132/33/11kV Gopeng Road | 4.551476438767486, 101.11619738787506
Perak | Kinta | PMU 132/33/11kV Silibin (SBGS) | 4.611296891206081, 101.06480354653276
Perak | Kinta | PPU 33/11kV Meru Raya | 4.66891711353179, 101.07051093793906
Perak | Kinta | PPU 33/11kV Bercham | 4.62529134483851, 101.11642493548871
Perak | Kinta | PMU 132/33/11kV Greentown (GTWN) | 4.600108312726997, 101.09831392878299
Perak | Kinta | PMU 132/33kV Meru Raya (MERY) | 4.671528551849774, 101.08908843347157
Perak | Kinta | PPU 33/11kV STATION 18 | 4.545695673771933, 101.0666241134475
Perak | Kinta | PMU 132/11kV Kg Jawa | 4.599631432147013, 101.08060447663995
Perak | Kinta | PPU 33/11kV Meru Raya No. 2 | 4.672193352294187, 101.08244903613938
Perak | Kinta | PPU 33/11kV Keramat Pulai 33/11Kv | 4.541060852421812, 101.15300816989277
Perak | Kinta | PPU 33/11kV Jelapang | 4.627139744929241, 101.05532294657958
Perak | Kinta | PPU 33/11kV Gunung Rapat | 4.576576636828488, 101.14308980547517
Perak | Kinta | PPU 33/11kV Pasir Pinji | 4.571589952731561, 101.08494625700223
Perak | Kinta | PPU 33/11kV Hospital Bainun | 4.601883426437827, 101.08783402326638
Perak | Kinta | PPU 33/11kV Sg Senam | 4.606625963227824, 101.10514931222235
Perak | Kinta | KTMB Lahat Feeder Station (132/25kV) | 4.515710455096455, 101.04859934764798
Perak | Kinta | PMU 275/132/33kV Papan (PAPN) | 4.515686244498693, 101.03116940244635
Perak | Kinta | PPU 33/11kV Malaysino | 4.548479648995541, 101.04653601774436
Perak | Kerian | PMU 132/11kV Kamunting | 4.896519043559212, 100.7077791426643
Perak | Kerian | PPU 33/11kv Kamuting Raya | 4.8823658798136895, 100.70111412199437
Perak | Kerian | REDSOL SOLAR STEP UP STATION (IF) | 5.015472750020138, 100.64819911024689
Perak | Kerian | PMU Parit Buntar 132/11kV | 5.13006970997365, 100.46896188864918
Perak | Kerian | PMU Bagan Serai | 5.037229487399639, 100.52078252521738
Perak | Kerian | PMU 275/132/33kV Bukit Merah (BMRH) | 5.013913496381773, 100.64732137107113
Perak | Kerian | PMU 132kV PKCB (Perak Carbide) | 4.89868369311945, 100.67414399990632
Perak | Kerian | PMU 132/33/11kV Sungai Kechil | 5.171701391279768, 100.5268406066535
Perak | Kerian | PMU 132/33/11kV Nibong Tebal | 5.176459132523717, 100.46405482011748
Perak | Kerian | PMU 132kV Taiping Switching Station (TPSS) | 4.816999231816162, 100.74833111163319
Perak | Kerian | PMU TPID | 4.839455595514832, 100.74071491776776
Perak | Kerian | PMU 132/11kV Taiping (TPNG) | 4.849434609570357, 100.73137128831999
Perak | Kerian | PPU 33/11kV BUKIT MERAH | 4.983471969762692, 100.6533950042734
Perak | Kuala Kangsar | PMU 275/132/33kV Kuala Kangsar (KKSR) | 4.793903393329409, 100.89501464408117
Perak | Kuala Kangsar | PMU SPSS ¦ Sg Siput Switching Station | 4.82747758133049, 101.04951218886987
Perak | Kuala Kangsar | PMU 132/33 kV CHENDEROH (CEND) | 4.959770792769988, 100.97616736130962
Perak | Kuala Kangsar | PPU 33/11kV Sauk | 4.947263189081204, 100.9254006696052
Perak | Kuala Kangsar | PMU 132/33/11kV Sungai Siput (SSPT) | 4.831815436062424, 101.0583806028668
Perak | Kuala Kangsar | PPU 33/11kV KUBU GAJAH, SELAMA | 5.176039130947249, 100.67793463201494
Perak | Manjung | PPU 33/11kV MFM Lumut | 4.270490057085097, 100.65490052458007
Perak | Manjung | PPU 33/11kV Taman Perindustrian LKS | 4.25433745720391, 100.6656655877074
Perak | Manjung | PMU 500kV Janamanjung (JMJG) | 4.161639639715383, 100.64258172666857
Perak | Manjung | PMU 500/275kV Ayer Tawar (ATWR) | 4.3275839780678105, 100.78699788447604
Perak | Manjung | PMU Pantai Remis (1), Perak | 4.4266945951966346, 100.63044936161859
Perak | Manjung | PMU 275kV Pantai Remis (PRMS) | 4.395453594259891, 100.63698617052879
Perak | Perak Tengah | PMU 132/33/11kV Seri Iskandar | 4.362542617688982, 100.97574654847097
Perak | Perak Tengah | PMU 132kV Kampung Gajah (KGJH) | 4.194500837413714, 100.96050245273759
Perak | Perak Tengah | PMU 132/33/11kV Kampar | 4.31975058687982, 101.13872909133579 | 100MW, no HFL
Perak | Perak Tengah | PMU 132/33/11kV MBGS (Menglembu GIS Station) | 4.571891821222175, 101.05553522260846
Perak | Perak Tengah | PMU 275kV Batu Gajah (BGJH) | 4.464843220378845, 101.06952451960554
Perak | Perak Tengah | PPU 33/11kV Parit | 4.484185235506089, 100.91558116500677
Perak | Perak Tengah | PPU 33/11kV Bemban | 4.453406743294813, 101.00329856920851
Perak | Batang Padang | PMU 132kV SYPS (JOR) | 4.373306060925906, 101.33428472219435
Perak | Muallim | PMU 132/33/11kV Proton City | 3.7374557413615683, 101.5107560237338
Perak | Muallim | PMU 132/33kV Slim River | 3.833649937698973, 101.41322764282252 | cannot inject overloading at SKAI-SRVR
Perak | Matang | PPU 33/11kV Temerlok, Terong | 4.650390332401849, 100.6970532232036
Terengganu | Besut | PMU Seberang Jertih | 5.745209646011734, 102.48615928609152
Terengganu | Besut | PPU 33/11kV Kampung Raja | 5.791540437035926, 102.5603200236218
Terengganu | Besut | PPU 33/11kv JABIT | 5.680274208176087, 102.57181577909029
Terengganu | Besut | PPU 33/11kV Taman Ilmu | 5.747094559045495, 102.63550433694694
Terengganu | Besut | PPU 33/11kV UNISZA/UDM | 5.757226136418846, 102.63388943196477
Terengganu | Besut | MPPU 33/11kV Bukit Kenak | 5.729275873464405, 102.51880878878205
Terengganu | Besut | PPU 33/11kv Kampung Raja | 5.791509258263161, 102.56033379990065
Terengganu | Besut | MPPU 33/11kV Kg Masin | 5.639945467773226, 102.50220186901902
Terengganu | Besut | MPPU 33/11kV Tok Dor | 5.659324665432308, 102.61677455396274
Terengganu | Setiu | MPPU 33/11kV Penarik | 5.598900426467839, 102.81193589936402
Terengganu | Setiu | MPPU 33/11kV Chalok Barat | 5.407676767882796, 102.82348745453149
Terengganu | Setiu | PPU 33/11kV Permaisuri | 5.512009797878508, 102.7646038030926
Terengganu | Setiu | PPU 33/11kV Sungai Tong | 5.317733159866324, 102.91792513909948
Terengganu | Kuala Nerus | PMU 132/33/11kV Batu Rakit (BRKT) | 5.489562686913148, 103.00123661261681 | can’t inject. Congested at line GBDK132-STOG_F132.
Terengganu | Kuala Nerus | PPU 33/11kV KUSTEM | 5.404802295997711, 103.08810225688238
Terengganu | Kuala Terengganu | SSU 33kV UniSZA | 5.39897562178264, 103.08252417438321
Terengganu | Kuala Terengganu | PMU 132/33kV Gong Badak (GBDK) | 5.383706106367144, 103.07620704174848
Terengganu | Kuala Terengganu | MPPU 33/11kV PPR TEPOH | 5.364027145200137, 103.05479175913777
Terengganu | Kuala Terengganu | PPU 33/11kV Wakaf Tembesu | 5.350170974329921, 103.09869770657308
Terengganu | Kuala Terengganu | PPU 33/11kV KT Sentral | 5.332885161314993, 103.14123546603724
Terengganu | Kuala Terengganu | PPU 33/11kV KT.SOUTH | 5.3129591361709165, 103.15044833817403
Terengganu | Kuala Terengganu | PPU 33/11kV Pulau Bahagia | 5.270193615099405, 103.04936598521363
Terengganu | Kuala Terengganu | TNB Pencawang Pembahagian Utama Ladang | 5.331684976104412, 103.1494656886477
Terengganu | Kuala Terengganu | PMU 132/11kV Chendering (CHRG) | 5.263289636471414, 103.15908472881104
Terengganu | Kuala Terengganu | PMU 132/11kV Kuala Terengganu | 5.30590279856379, 103.13089405190364
Terengganu | Marang | PMU 132kV Marang Switching Station | 4.928768135858704, 103.34098065705253
Terengganu | Marang | PMU Merchang | 4.93336948118828, 103.34190668221102
Terengganu | Marang | PPU 33/11kV MARANG | 5.195508869341272, 103.18939617822356
Terengganu | Dungun | PMU 132/33/11kV Dungun Industri (DGNI) | 4.722575425942799, 103.39644814980024
Terengganu | Dungun | MPPU RANTAU ABANG | 4.870476315832122, 103.3803107308311
Terengganu | Dungun | PMU 132/11kV Dungun (DGUN) | 4.758284817588099, 103.40191822390238
Terengganu | Dungun | PPU 33/11kV Dungun Sentral | 4.770348303640225, 103.41768394169357
Terengganu | Dungun | PMU 275/132kV Paka (PAKA) | 4.594625154734163, 103.44918249183881
Terengganu | Dungun | PMU 132/11kV Santong (STNG) | 4.652477062133728, 103.38185247132611
Terengganu | Dungun | PMU 275kV YTL Paka (YPKA) | 4.601050888522693, 103.44854313597192
Terengganu | Dungun | MPPU 33/11kV Rasau Bandar B1 | 4.650286920138301, 103.32668855757674
Terengganu | Kemaman | PPU 33/11kV Sri Bandi | 4.372732853025806, 103.31665551923271
Terengganu | Kemaman | Substation Kemasik | 4.375438484405535, 103.39318169542899
Terengganu | Kemaman | MPPU 33/11kV Simpang Bandi | 4.382758397426207, 103.26465506219122
Terengganu | Kemaman | PMU 275/132/33kV Teluk Kalong | 4.271658451451855, 103.45043809997657
Terengganu | Kemaman | PMU 132/11kV Kemaman | 4.2011736437450695, 103.4358860110206
Terengganu | Kemaman | SSU MALAY-SINO | 4.291123086725102, 103.45597744844073
Terengganu | Kemaman | SSU TELUK KALUNG | 4.292533945875897, 103.45387694169355
Terengganu | Kemaman | PMU 132/11kV Chukai | 4.237191669359351, 103.39918898221651
Terengganu | Kemaman | PMU 275kV Perwaja Steel Malaysia (PWSM) | 4.26232972856204, 103.46049169159986
Terengganu | Kemaman | PPU 33/11kV Teluk Kalong | 4.286723836459706, 103.45090102384086
Terengganu | Kemaman | PPU 33/11kV Neram | 4.006367019905556, 103.29834638886233
Terengganu | Kemaman | PPU 33/11kV Air Putih | 4.282905741334575, 103.2190816907088
Terengganu | Kemaman | Pangkalan Bekalan Kemaman Sdn Bhd (Kemaman Supply Base, KSB) | 4.250925100679385, 103.45851723303838
Terengganu | Kemaman | PPU 33/11kV Cheneh | 4.142307756072258, 103.23601817412528
Terengganu | Kemaman | PMU HTSS | 4.282128096884892, 103.46201490580006
Terengganu | Hulu Terengganu | PMU 275/33kV Hulu Terengganu (HTRG) | 5.152299210133082, 102.60408186195357
Terengganu | Hulu Terengganu | PPU 33/11kV Kenyir | 5.149068826497555, 102.78013608828685
Terengganu | Hulu Terengganu | PPU 33/11kV Ajil | 5.0830594035426575, 103.09028286701272
Kelantan | Kota Bharu | PMU Kota Bahru (KBRU) 132 kV | 6.1004712668927805, 102.25592128837648
Kelantan | Kota Bharu | PMU 132/33kV Tunjung (TJNG) | 6.051353853844711, 102.2247436876758
Kelantan | Kota Bharu | PMU 275kV Laloh | 5.3167045699801125, 102.28593321774434
Kelantan | Kota Bharu | PMU 132/33/11kV Panchor (PCHR) | 6.1510487090969015, 102.31442177909028
Kelantan | Kota Bharu | Pencawang Pembahagi Utama 33/11KV Tunjong | 6.06935229467138, 102.24200226007393
Kelantan | Kota Bharu | TNB Substation HPUSM | 6.101531074845093, 102.28311578523365
Kelantan | Kota Bharu | PPU 33/11kV Kota Sri Mutiara | 6.1120900044306605, 102.24936973676071
Kelantan | Kota Bharu | PPU 33/11kV Beris | 6.074044000000002, 102.35958546621728
Kelantan | Kota Bharu | PPU 33/11kV Padang Tembak | 6.137298897968563, 102.3037161846123
Kelantan | Pasir Mas | Pencawang Elektrik Bandar Baru Pasir Mas | 6.005890392620205, 102.09444188802378
Kelantan | Pasir Mas | PMU 132/33/11kV Lemal (LMAL) | 6.022434992991105, 102.14135305818553
Kelantan | Pasir Mas | PPU 33/11kV Halal Park | 6.000731446453517, 102.05619019361977
Kelantan | Tumpat | PPU 33/11kV Pasir Pekan | 6.1226120178805425, 102.21701211187023
Kelantan | Tumpat | PPU Kok Seraya 33/11kV | 6.1483108619514075, 102.16269094391615
Kelantan | Tumpat | PMU TUMPAT | 6.148470202084613, 102.1628626052796
Kelantan | Tumpat | PPU 33/11kV Kok Seraya | 6.161903100207057, 102.16765507727594
Kelantan | Bachok | PPU 33/11kV UMK (UMKB) | 5.997229609258664, 102.40565963772475
Kelantan | Pasir Puteh | PMU 132/33/11kV Pasir Puteh (PPTH) | 5.8083634018060355, 102.41533978132098
Kelantan | Machang | PMU MACG TNB IF | 5.725001653851846, 102.16019066649564
Kelantan | Tanah Merah | PMU Tanah Merah (TMRH) | 5.814152818071627, 102.1290276238181
Kelantan | Tanah Merah | PPU 33/11kV TANAH MERAH KELANTAN | 5.822918678585546, 102.15386540075457
Kelantan | Tanah Merah | PMU 132kV Danau Tok Uban Switching Station (DTBN) | 5.87498850692171, 102.1016293410751
Kelantan | Kuala Krai | PMU Kuala Krai 132/33kV | 5.598218976740872, 102.19436188284656
Kelantan | Kuala Krai | PPU 33/11kV Kuala Krai | 5.5360729546634495, 102.20390792450465
Kelantan | Gua Musang | PMU Gua Musang 132kV | 4.842865133859328, 101.98341156759548 | 100MW, no HFL
Kelantan | Jeli | PPU 33/11kV Jeli | 5.681756438340102, 101.85141369130436
Kelantan | Jeli | PMU 275/33kV Jeli (JELI) | 5.742105942182777, 101.85718612390237
Kelantan | Kuala Selangor | PMU 132/33/11kV Rantau Panjang (RPJG) | 6.0043990353881975, 101.9930809871813
Kelantan | Bachok | PMU 275/132/33kV Kandis (KDIS) | 5.920467980505726, 102.45147122033357
Penang | Seberang Perai Utara (SPU) | PPU 33/11kV BERTAM, KEPALA BATAS | 5.518786189438808, 100.4365027677812
Penang | Seberang Perai Utara (SPU) | SSU 33kV INV Bertam | 5.522042074403806, 100.46847877464047
Penang | Seberang Perai Utara (SPU) | PPU 33/11kV Bandar Putra Bertam | 5.519292258053566, 100.49499235577707
Penang | Seberang Perai Utara (SPU) | PPU 33/11kV Seberang Jaya | 5.3978257120710635, 100.40030472442963
Penang | Seberang Perai Utara (SPU) | MPPU RUMAH PAM PINANG TUNGGAL 33KV | 5.556267956768526, 100.5058936807668
Penang | Seberang Perai Utara (SPU) | PMU 132/33/11kV Butterworth North (BWTN) | 5.451634284655142, 100.40438462021811
Penang | Seberang Perai Utara (SPU) | PPU 33/11kV ACKU Bagan Lalang | 5.43071953864435, 100.40826685335014
Penang | Seberang Perai Utara (SPU) | PPU STC 33KV | 5.4009680981301935, 100.36632481224578
Penang | Seberang Perai Utara (SPU) | PMU 132kV Tasek Gelugor | 5.488684322776915, 100.50620991434869
Penang | Seberang Perai Utara (SPU) | PMU SKS Prai (SKSP) GIS 132kV | 5.373841621392289, 100.37596353526499
Penang | Seberang Perai Utara (SPU) | PPU 33/11kV PINANG TUNGGAL | 5.568339508960916, 100.50215792864789
Penang | Seberang Perai Utara (SPU) | PMU Perai GIS 275/132/33kV | 5.372759091503683, 100.37718213539505
Penang | Seberang Perai Utara (SPU) | PMU 132/33kV Seberang Jaya | 5.397632700915751, 100.40076124390615
Penang | Seberang Perai Utara (SPU) | PMU 275kV Juru (JURU) | 5.313967809416307, 100.41324535621564
Penang | Seberang Perai Utara (SPU) | PPU 33/11kV Taman Bertam Indah | 5.518938035063618, 100.43661589990634
Penang | Seberang Perai Utara (SPU) | PMU Tanjung Tokong, Penang 132kV GIS | 5.456196028818905, 100.30981140175282
Penang | Seberang Perai Utara (SPU) | PPU 33/11kV Kampung Teluk | 5.374181359162651, 100.40058230665352
Penang | Seberang Perai Utara (SPU) | PPU 33/11kV Tanjung Tokong | 5.450063642682826, 100.3087018888623
Penang | Seberang Perai Utara (SPU) | PMU 275kV Prai GIS (PRGS) | 5.374031782835007, 100.37625025203724
Penang | Seberang Perai Utara (SPU) | PPU 33/11kV Rubicon | 5.361707020889658, 100.4008458225982
Penang | Seberang Perai Utara (SPU) | PMU 132/33/11kV Prai Industri (PRID) | 5.345881524815868, 100.4201631839967
Penang | Seberang Perai Utara (SPU) | PPU 33/11kV Padang Menora | 5.4593065894483015, 100.47177928211515
Penang | Seberang Perai Utara (SPU) | PMU 132/33/11kV Sungai Pinang | 5.4072244323883405, 100.32426219992996
Penang | Seberang Perai Utara (SPU) | PPU 33/11kV Raja Uda | 5.421022353721676, 100.38445183432503
Penang | Seberang Perai Utara (SPU) | PPU 33/11kV Nagasari Pulau Pinang | 5.367104039722605, 100.41092959506716
Penang | Seberang Perai Utara (SPU) | PMU 275/132/33kV Bukit Tengah (BTGH) | 5.3749381705440324, 100.40810049015775
Penang | Seberang Perai Utara (SPU) | PPU 33/11kV Bukit Jambul | 5.334518641183949, 100.29017818954513
Penang | Seberang Perai Utara (SPU) | PPU 33/11kV Chain Ferry | 5.40458830787027, 100.385886146603
Penang | Seberang Perai Utara (SPU) | PPU 33/11kV PERDA | 5.36889245911628, 100.4368312809602
Penang | Seberang Perai Utara (SPU) | PMU 132/33/11kV Tikam Batu (TKBU) | 5.5776326410073205, 100.44209511717882
Penang | Seberang Perai Utara (SPU) | PPU 33/11kV Mak Mandin | 5.419039895976603, 100.39769323106945
Penang | Seberang Perai Utara (SPU) | PPU 33/11kV Jalan Perusahaan Prai | 5.35922229031841, 100.40487276308123
Penang | Seberang Perai Utara (SPU) | PPU 33/11kV LEBUH TUNKU | 5.378637015190012, 100.31529570665352
Penang | Seberang Perai Tengah (SPT) | PMU 132/33/11kV Bukit Mertajam (BMJM) | 5.400352259658462, 100.46089953032478
Penang | Seberang Perai Tengah (SPT) | PMU 132/33/11kV Bukit Minyak (BMYK) | 5.303538352824346, 100.44382467328074
Penang | Seberang Perai Tengah (SPT) | PMU Bukit Tambun | 5.267657303862028, 100.45451806035443
Penang | Seberang Perai Tengah (SPT) | PMU 132/11kV Simpang Ampat (SAPT) | 5.2752846280963395, 100.45491433482411
Penang | Seberang Perai Tengah (SPT) | PPU 33/11kV Permatang Rawa | 5.371202917991174, 100.45192127038689
Penang | Seberang Perai Selatan (SPS | PMU 132/33/11kV Batu Kawan South (BKWS) | 5.227047115160616, 100.45723602339189
Penang | Seberang Perai Selatan (SPS | PMU 132/11kV Valdor | 5.230246551553815, 100.48218754095191
Penang | Barat Daya (South West) | PMU 275 KV Bayan Lepas | 5.2944319166129, 100.29387734865051
Penang | Barat Daya (South West) | PMU 132/33kV Bayan Mutiara | 5.343259939382522, 100.30821206915434
Penang | Barat Daya (South West) | PMU 132/33/11kV GIS Bayan Baru | 5.317102406254379, 100.29545452295528
Penang | Barat Daya (South West) | PMU 132/33/11kV GIS Sungai Tiram (STRM) | 5.303676170536336, 100.27429444352374
Penang | Barat Daya (South West) | PPU 33/11kV Teluk Kumbar | 5.2896587664514, 100.24968989924533
Penang | Timur Laut (North East) | PMU 132/33/11kV GIS Air Terjun | 5.429582269866802, 100.29926933961964
Penang | Timur Laut (North East) | PMU Gelugor | 5.381210224119246, 100.31401877488322
Penang | Timur Laut (North East) | PMU 132/33/11kV GIS Farlim | 5.398688194376073, 100.28948823654864
Penang | Timur Laut (North East) | PPU 33/11kV Tanjung Tokong | 5.450037544580638, 100.30868851397138
Penang | Timur Laut (North East) | PPU Jelutong Expressway | 5.397366109144778, 100.3254697510205
Penang | Timur Laut (North East) | PMU 132/33kV GIS Sungai Ara | 5.337441506596595, 100.26811571389645
Penang | Timur Laut (North East) | PMU The Light | 5.360358646274578, 100.31262847513838
Penang | Timur Laut (North East) | PPU 33/11kV Pulau Tikus | 5.428592702634221, 100.31120838770741
Penang | Timur Laut (North East) | PPU PENANG TIMES SQUARE | 5.414047212774673, 100.33181702412975
Penang | Timur Laut (North East) | SSU 33kV The Light City (Tumpuan Azam) | 5.369172859333414, 100.31614940523436
Kedah | Kota Setar | PPU 33/11kV Kepala Batas | 6.2062775785500275, 100.41319233061255
Kedah | Kota Setar | PMU 132/33/11kV GIS Alor Setar (ASTR) | 6.127900231981291, 100.36537128831998
Kedah | Kota Setar | PMU Mergong 132/33/11kV (MGON) | 6.151891613065446, 100.36066131982125
Kedah | Kota Setar | PPU 33/11kV Mergong Industri | 6.12674803911318, 100.34302399688147
Kedah | Kota Setar | PPU 33/11kv Taman Nuri | 6.126319100336424, 100.39397635884878
Kedah | Kota Setar | PPU 33/11kV Bandar Diraja Muadzam Shah | 6.182571234263804, 100.37645417909029
Kedah | Kota Setar | PPU 33/11kV Bukit Raya | 6.029810690515564, 100.45014246866761
Kedah | Kota Setar | PPU 33/11kV Hospital Baru Alor Setar | 6.149631599193516, 100.40826713676073
Kedah | Kota Setar | PMU 33/11kV Kota Sarang Semut | 5.9286018716176425, 100.40853705515575
Kedah | Kota Setar | PMU 285/132/11kV Kota Setar | 6.0886203339804705, 100.3567288188939
Kedah | Kubang Pasu | PMU 132/33/11kV Tanjung Pauh(PAUH) | 6.234612537503562, 100.4208865715059
Kedah | Kubang Pasu | PMU 132kV Tunjang Switching Station | 6.242257178206758, 100.36078724873877
Kedah | Kubang Pasu | PMU 132/33/11kV Bukit Kayu Hitam (BKHM) | 6.480397809174861, 100.41606517012102
Kedah | Pendang | PPU 33/11kV Pendang | 5.995979390152828, 100.47743941207521
Kedah | Pendang | PPU 33/11kV Sungai Tiang | 6.011577546886158, 100.61490228648591
Kedah | Pokok Sena | PPU 33/11kV JABI | 6.161280433173898, 100.50015874718427
Kedah | Padang Terap | PMU Kuala Nerang | 6.250794712256191, 100.58962830757653
Kedah | Padang Terap | PMU 132/33kV Kedah Rubber City (KERC) | 6.348380950676044, 100.64510032720472
Kedah | Sik | PMU 132/33/11kV Jeniang | 5.818868659102349, 100.64788902476253
Kedah | Baling | PMU 132/33/11kV Bukit Selambau (BSLB) | 5.687503959549495, 100.624498800524
Kedah | Baling | PMU Baling | 5.6945002922018295, 100.91670737597178
Kedah | Yan | PMU 132/11kV Gurun (GRUN) | 5.822233451839528, 100.46823384001752
Kedah | Yan | PMU 500/275/132kV Gurun East (GRNE) | 5.811812104513343, 100.53501631070048 | 500MW, no HFL
Kedah | Kuala Muda | PMU 132/33/11kV Sungai Petani Industri (SPID) | 5.659856839719393, 100.5345819987653
Kedah | Kuala Muda | PMU 132/33/11kV Taman Intan (INTN) | 5.6365942211380755, 100.47662773489971
Kedah | Kuala Muda | PMU 132/33/11kV Bukit Selambau (BSLB) | 5.687312720515081, 100.62418430462003
Kedah | Kuala Muda | PMU 132kV Kuala Muda Solar (KMDA) | 5.65324092909098, 100.57248292508356
Kedah | Kuala Muda | PMU 132kV Kuala Muda South (KMDS) | 5.636150592126713, 100.5790343642889
Kedah | Kulim | PMU 132/33/11kV Kulim | 5.405758416576879, 100.5532599890651
Kedah | Kulim | NUR PMU 132/33/11kV KHTC | 5.431369189178716, 100.59191225316722
Kedah | Kulim | NUR Pencawang Barat 132/33kV Substation | 5.42949666282197, 100.5784076589309
Kedah | Kulim | PPU 33/11kV Sungai Ular | 5.348862246354241, 100.58915438886233
Kedah | Kulim | NUR 132kV Power Plant Substation | 5.431705716572689, 100.59878638520432
Kedah | Kulim | PMU 500/275kV Junjung (JNJG) | 5.288928652689972, 100.54172720604969
Kedah | Kulim | NUR PPU 33/11kV South | 5.398122918830721, 100.5690636170937
Kedah | Kulim | PMU 275/132/33kV Kuala Ketil (KKTL) | 5.591133676962283, 100.63512341315969 | 70MW, no HFL
Kedah | Langkawi | PMU 132kV Teluk Apau (TPAU) | 6.362171099249955, 99.90023169408123
Kedah | Langkawi | PMU 132/33/11kV Ulu Melaka (UMLK) | 6.3669992273905915, 99.77868256505116
Kedah | Langkawi | PMU 132/33/11kV Teluk Ewa (TEWA) | 6.422524117420024, 99.76837950768423
Kedah | Langkawi | PMU 275/132/33kV Bedong (BDNG) | 5.72153167970751, 100.50151687794222
Kedah | Kuala Muda | PMU 132/33/11kV Guthrie (GTRE) | 5.479078561538946, 100.59331769029735
Kedah | Kuala Muda | PMU 500/275/132kV Gurun East (GRNE) | 5.812334545744699, 100.53460670086379 | 300MW, no HFL
Kedah | Kubang Pasu | PPU 33/11kV UUM SINTOK | 6.466813471596324, 100.49442983382852
Perlis | Kangar | PMU 132/33/11 kV Kangar | 6.439185271642349, 100.21043947819031
Perlis | Kangar | PMU 275/132/11kV Chuping (CPNG) | 6.487876601004891, 100.2830748693315
Perlis | Kangar | PMU 132/33kV Bukit Ketri South | 6.495327719227823, 100.24870521098539
Perlis | Kangar | PPU 33/11kV KHDN | 6.406675894461302, 100.18703504159704
Perlis | Kangar | PMU 132/33kV Bukit Ketri | 6.511239127754374, 100.26098090544586
Perlis | Kangar | PMU 275/132kV Perlis Power Station | 6.3409420132015, 100.1575058269448
Perlis | Kangar | PPU 33/11kV Simpang Empat (SMPT) | 6.338900893111562, 100.19291462775526
Perlis | Kangar | PMU 132/11kV Kuala Perlis | 6.390623210762324, 100.13521886267405
Perlis | Kangar | PMU 132/33/11 kV Kangar | 6.439199299675673, 100.21026879736233
Perlis | Kangar | PMU 132kV Chuping Switching Station (CPSS) | 6.485728594134351, 100.29067635727084
Sarawak | Kuching | Tondong 500/275/132kV Substation | 1.4627191768734054, 110.14761616036942
Sarawak | Kuching | Tondong STATCOM | 1.4617817281415633, 110.14540320154764
Sarawak | Kuching | Swee Joo Park 132kV Substation | 1.535048251482151, 110.33606948040885
Sarawak | Kuching | Muara Tabuan 132/33 kV Substation | 1.5272708803837831, 110.39036401977037
Sarawak | Kuching | Samajaya C 33/11kV Substation | 1.520837739932036, 110.40088172918438
Sarawak | Kuching | Sejingkat 132kV Substation | 1.5896328617491142, 110.42912216760458
Sarawak | Kuching | Semenggo 132/33 kV Substation | 1.4653330802976998, 110.32888523996475
Sarawak | Kuching | Stakan 132/33/11kV Substation | 1.4626147420174058, 110.3496563437133
Sarawak | Kuching | Mambong 275/132kV substation | 1.3526024355221065, 110.34975497886677
Sarawak | Kuching | Santubong 33kV Substation | 1.7435506153054372, 110.31731934695014
Sarawak | Kuching | Semariang 33kV Substation | 1.6275029849739144, 110.34348758347019
Sarawak | Kuching | Sarawak Energy Demak Indah 33/11kv Substation | 1.59006433008948, 110.42847455407349
Sarawak | Kuching | Kueh Hock Kui Commerical Centre 33/11 kV Transmitting substation | 1.534984406621086, 110.33661194548539
Sarawak | Kuching | Sarawak Energy Sungai Maong Ulu 132kV Substation | 1.5344359896340025, 110.33652720657645
Sarawak | Samarahan | Entinggan 275/132/33kV Substation | 1.45380331358666, 110.43871567543053
Sarawak | Sri Aman | Sarawak Energy Temudok 33/11kv Substation | 1.1604829625344582, 111.4676020803979
Sarawak | Sri Aman | SEB Engkilili 33/275kV Substation | 1.147841779278712, 111.64945607102806
Sarawak | Sri Aman | SEB Lachau 33/275KV Substation | 1.142541035636667, 111.23551805091608
Sarawak | Betong | SEB Jungkong 33kv/11kv Sub Station | 1.401636224012797, 111.52340642824961
Sarawak | Betong | SEB Serudit 33/132/275kV Substation | 1.4896607534226938, 111.54869396555647
Sarawak | Betong | Rian Batang Substation | 1.44598573289, 111.56488800939702
Sarawak | Betong | Sarikei 275/33/11kV Substation | 2.097146706697301, 111.50069240041572
Sarawak | Sibu | Sg Maaw 132/33kV Substation | 2.2979752846544965, 111.78374770362518
Sarawak | Sibu | Sibu Upper Lanang 33/11 kV Substation | 2.2406053753358597, 111.85376949453253
Sarawak | Sibu | Sibu Town 33kv Substation | 2.2894335434373536, 111.83553577284606
Sarawak | Sibu | Kpg Dato 33kv Substation | 2.2994387510534993, 111.82076057988135
Sarawak | Sibu | Bandong 33kv Substation | 2.312145730430239, 111.82743514107742
Sarawak | Sibu | SEB Pahlawan 33KV Substation | 2.304900516147203, 111.84531172724172
Sarawak | Sibu | OYA 275kV substation | 2.294769202858029, 111.91880776554876
Sarawak | Sibu | Kanowit 132kV Substation (SEB) | 2.0833436011470328, 112.12762761559944
Sarawak | Sibu | Sibu Jaya 33/11kV Substation | 2.241827955544372, 111.97257237000636
Sarawak | Mukah | Mapai 275/33 KV Substation | 2.1165292377888765, 112.27148002729939
Sarawak | Mukah | Daro132/33kV Substation | 2.5257910097060923, 111.43027353419531
Sarawak | Mukah | Telian 132kV Substation | 2.8967899594510977, 112.05165343136329
Sarawak | Mukah | Tanjung Manis A 132kV Substation | 2.148722793724663, 111.33610647053953
Sarawak | Mukah | Tg Manis B EHV 275/132/33kV Substation | 2.176509370506496, 111.24202562648352
Sarawak | Bintulu | Sarawak Energy Sibiyu 132/33kV Substation | 3.170726366888905, 113.07291286100079
Sarawak | Bintulu | Bintulu 132kV Substation | 3.287398177170219, 113.09353976538661
Sarawak | Bintulu | Sarawak Energy Bhd Kemena 275kV Substation | 3.150265835075496, 113.1151939594379
Sarawak | Kapit | Tatau 275/132kV Substation | 2.894497259766047, 112.86120891125586
Sarawak | Kapit | Song 132kV Subtation | 2.00017888300449, 112.54883671170342
Sarawak | Miri | Marudi Junction 275/132/33kV SESCO Substation | 4.2520351241316, 114.04598296013232
Sarawak | Miri | Marudi SESCO 33KV Substation | 4.187560661636506, 114.33638508312247
Sarawak | Miri | Miri Town 33kV Substation | 4.39333916210238, 113.99247752454437
Sarawak | Miri | Sarawak Energy Eastwood Substation | 4.3871434293749525, 114.0272274435079
Sarawak | Limbang | Limbang 275/33/11kV Substation | 4.771266120985643, 115.02327824238168
Sarawak | Batang Padang | Tapah 33/11KV Substation | 1.2975804372363293, 110.41102588736673
Sarawak | Kuching | Samajaya C 33/11kV Substation | 1.5209367434794074, 110.40068090908765
Sarawak | Kuching | New Matang Matang 275/132/33/kV substation | 1.5590548145480099, 110.30138328803791
Sarawak | Kuching | MJC 33/11kV Substation | 1.5123602741275946, 110.30230292630465
Sarawak | Bintulu | Similajau 275 kV Substation | 3.353153657899779, 113.42966410347768
Sarawak | Bintulu | Samalaju A 275kV | 3.5261403405401968, 113.33977402245925
Sarawak | Miri | Bunut 275/33kV Substation | 3.7291108268450373, 114.16025121318677
Sarawak | Miri | Tudan 275kV Substation | 4.480110872550551, 114.03485300474046
Sarawak | Sibu | Selangau 275kV Substation | 2.5523283490512085, 112.34446628378802
Sabah | Keningau | PMU 132/33/11kV Keningau (KNGU) | 5.336021103827976, 116.16743934301252
Sabah | Nabawan | PMU 132/33kV Nabawan (NBWN) | 5.046611208476658, 116.42880325360335
Sabah | Penampang | PMU 132/33/11kV Lok Kawi (LKWI) | 5.829989364855233, 116.04805409955674
Sabah | Kota Kinabalu | PMU 132/33/11kV Kota Kinabalu (KKBU) | 5.951726992184736, 116.06153052724447
Sabah | Kota Kinabalu | PMU 132/33 kV Minintod (MTOD) | 5.956739135583463, 116.132082488013
Sabah | Kota Kinabalu | PMU 132/33kV Karamunsing (KMSG) | 5.969473239154876, 116.06953942404549
Sabah | Kota Kinabalu | PMU 132/33/11kV Jesselton | 5.990098837053752, 116.08074101889638
Sabah | Kota Kinabalu | PMU 132/33/11kV Alamesra | 6.028555080986952, 116.13646553940703
Sabah | Kota Kinabalu | PMU 132kV Kayu Madang ( Sepanggar Bay ) | 6.09010179319845, 116.16499275470774
Sabah | Kota Marudu | PPU 33/11kV KOTA MARUDU | 6.497611749232894, 116.75851502325222
Sabah | Sandakan | PMU 132kV Seguntor | 5.818533835311653, 118.02091326232089
Sabah | Sandakan | PMU 275kV Damroad | 5.057033218584742, 118.31856106231852
Sabah | Sipitang | PMU 275/132/33kV Sipatang | 5.008621234901709, 115.53419817032596
Sabah | Labuan | PMU Rancha-Rancha | 5.249410663030159, 115.23795143798297
Sabah | Beaufort | PMU Beaufort 132kV | 5.355076331937972, 115.74122731798019
Sabah | Papar | SESB PPU Kimanis | 5.629713748866513, 115.89867160571966
Sabah | Papar | PMU 275/132kV Kimanis (KMNS) | 5.649451918249988, 115.89242937891991
Sabah | Papar | PMU 132/33kV Lansat | 5.657284276183761, 115.90788744960248
Sabah | Papar | PMU Papar | 5.693170516986929, 115.9826237319553
Sabah | Kota Kinabalu | PMU UMS | 6.039326582387653, 116.13084317361117
Sabah | Kota Kinabalu | PMU Inanam 66/11KV | 5.9856813201798795, 116.1334497088798
Sabah | Kota Kinabalu | PMU Karambunai | 6.0928779265812425, 116.16314915020286
Sabah | Kota Belud | PMU Kota Belud | 6.333596006460287, 116.3965206585629
Sabah | Kota Marudu | PPU KOTA MARUDU | 6.497737003902425, 116.75848424958974
Sabah | Kudat | PMU Kudat | 6.9015612424322645, 116.8141290316679
Sabah | Sandakan | PMU Segaliud | 5.752061312964321, 117.7915755632811
Sabah | Sandakan | PMU Sandakan | 5.879231859014504, 118.00276069339442
Sabah | Sandakan | PPU 33/11kV Tshun Ngen | 5.85310595505629, 118.0659587264578
Sabah | Sandakan | PPU 33/11kV Mowtas | 5.796474950745257, 118.03092750748228
Sabah | Kota Kinabalu | PMU Warisan | 5.033381995082704, 118.35586825604848
Sabah | Lahad Datu | PMU Lahad Datu | 5.026280137794329, 118.3418087124002
Sabah | Sandakan | PMU Damroad | 5.057024421970428, 118.3185589338403
Sabah | Semporna | PMU Semporna | 4.47221223432151, 118.55978514073531
Sabah | Tawau | PMU Tawau | 4.272025337366759, 117.93671682586421
Sabah | Tawau | PMU Kalumpang | 4.438032908328984, 118.18182378334384
Negeri Sembilan | Seremban | PMU Lenggeng 500Kv/275KV | 2.884218513793805, 101.92794465074613
Selangor | Klang | PMU Kapar 500/275kV | 3.1518894640847153, 101.31586303102544
Negeri Sembilan | Port Dickson | PMU 500kV Jimah East (JMHE) | 2.595633742384389, 101.73072546983504
Perak | Lenggong | PMU 132kV Lower Piah (LPIA) | 5.102776956023501, 101.21159801456358
Pahang | Pahang | PMU 132kV YTL Cement | 3.9957855920043186, 103.14140374922017
Selangor | Bangi | PMU 132kV/275kV GiS National | 2.941467570480025, 101.76007191824495
Selangor | Bangi | PMU 132kV/33kV/11kV | 2.9532655724898347, 101.73072496619032
Selangor | Serdang | PMU Serdang East 275kV (SRDE) | 2.968067943650018, 101.68789338947651
Selangor | Serdang | PMU Serdang East 275kV/132kV (SRDG) | 2.965732534459875, 101.68330829876919
Selangor | Serdang | PMU Serdang Raya 132kV/33kV (SRDR) | 3.012060937367671, 101.71445188111483
Selangor | Semenyih | PMU 132kV/33kV Sungai Semenyih Water Works | 2.9041166941467607, 101.68972169774901
Selangor | Shah Alam | PMU 132kV/33kV Shah Alam South | 3.058387553443978, 101.51772679871965
Selangor | Shah Alam | PMU 132kV/11kV Shah Alam North | 3.0916895822014285, 101.52098156032424
Selangor | Shah Alam | PMU 275/132kV/33kV Shah Alam Lapan Belas | 3.0502880920219417, 101.51463121771023
Selangor | Shah Alam | PMU 132kV/33kV Bukit Jelutong | 3.096953624231411, 101.52217615484109
Sabah | Tawau | PPU Balung | 4.3617209016880505, 118.09443322516015
Sabah | Kunak | PMU Kunak | 4.674170134496287, 118.210285821086
Sabah | Nabawan | PPU Sook | 5.1475329574103466, 116.29932608457709
Sabah | Kota Kinabalu | PPU 33kV/11kV Darau | 6.012166654427989, 116.16923233118166

## TNB Google Map Old (hidden)
State | Substation Name | Coordinate
Johor | PMU 132/11kV Parit Sulong | 2.0182304577417916, 102.87924234175028
Johor | PMU 275/132kV Sedenak | 1.7009893636805005, 103.41615975925414
Johor | PMU 132/22/11kV Kota Tinggi | 1.7198910256683448, 103.86982396996521
Johor | PMU 132/33/11kV Senai | 1.6294491851862543, 103.65138410586421
Johor | PMU 132/11kV Seelong | 1.6380480793261039, 103.68874823369089
Johor | PMU 275 KV / 132KV Skudai | 1.5526419484697795, 103.65761503525967
Johor | PMU 275/132/33kV Perling | 1.4937801178916168, 103.67195665475673
Johor | PMU 132/33/22kV Tampoi Industri | 1.509443447453543, 103.72749309423084
Johor | PMU 132/33/22kV GIS Pusat Bandar Johor Bahru | 1.4708269394667017, 103.75343524245294
Johor | PMU 132/33/22kV GIS Larkin Perdana | 1.5028519035988768, 103.74953931406283
Johor | PMU 132/33kV Pelangi Indah | 1.5768781768672613, 103.79172757172942
Johor | PMU 275/230kV Plentong | 1.522681095071039, 103.83848150866713
Johor | PMU 275/132kV Pasir Gudang Power Station North | 1.4480094970439323, 103.88627925248643
Johor | PMU 275/132/33kV Cahaya Baru | 1.513078853235843, 103.92116150542648
Melaka | PMU 275kV Powertek | 2.348261959079204, 102.05350938372491
Melaka | PMU 132/33kV Hicom Pegoh | 2.4183316909012, 102.20055580956182
Melaka | PMU 132/33/11kV Tangga Batu | 2.263138674837424, 102.14290592805652
Melaka | PMU 275/132kV Tanjung Kling | 2.2260068523683727, 102.1630682724036
Melaka | PMU 132/33kV Pulau Melaka | 2.1808138534687584, 102.24850340696503
Melaka | PMU 132/33/11kV Ujung Pasir | 2.20036236804792, 102.27161695706725
Melaka | PMU 132/33kV Bona Vista | 2.208013691863282, 102.2466528920972
Melaka | PMU 132/11kV Bandar Melaka | 2.2083736038528543, 102.24631370878147
Melaka | PMU 132/11kV Malim Jaya | 2.232340062552559, 102.23093709517762
Melaka | PMU 132/33/11kV Cheng | 2.2555549609307084, 102.22837589967365
Melaka | PMU 132/11kV Ayer Keroh | 2.251835843050639, 102.29564456519839
Melaka | PMU 132/33kV Ozana | 2.248368056337315, 102.30051568647417
Melaka | PPU 33/11kV Bukit Katil | 2.2493258919576964, 102.30009486924426
Pahang | PMU 275/132/33kV Gebeng Industri | 3.976117815808074, 103.36342380175694
Pahang | PMU 132/33/11kV Gebeng | 3.976606637402963, 103.3898258588503
Pahang | PMU 132/11kV Tanjung Gelang | 3.9602973402659427, 103.38830014752381
Pahang | PMU 132/33/11kV Batu 4 Kuantan | 3.7817029959700186, 103.27925199848602
Pahang | PMU 275/132kV Kuantan North | 3.8110806501139516, 103.27286404092533
Pahang | PMU 132/33kV Pekan Industri | 3.538374834432265, 103.40216553826986
Pahang | PMU 132/33kV Tanjung Batu | 3.310529890790191, 103.4228473064099
Pahang | PMU 132/33/11kV MEC City Gambang | 3.71674866805461, 103.12177268949242
Pahang | PMU 132/11kV Maran | 3.584185053207578, 102.7850909785873
Pahang | PMU 132/11kV Songsang | 3.4860348880117233, 102.39899390916037
Pahang | PMU 132/33/11kV Jerantut | 3.940492812093987, 102.37264839033722
Pahang | PMU 132/33/11kV Kuala Lipis | 4.170413900490308, 102.02800895445256
Pahang | PMU 132/11kV Raub Bandar | 3.810065888793443, 101.86288384095563
Pahang | PMU 132/11kV Bintang | 4.484664822726327, 101.3697664420602
Pahang | PMU 132/33/11kV Jambu Rias | 3.467429917338558, 102.10932755601398
Pahang | PMU 500/275/132kV Bentong South | 3.473393469538819, 101.92390330769784
Pahang | PMU 132/11kV Bentong | 3.517315617930508, 101.90771955382252
Pahang | PMU 132/11kV Avetani | 3.3676999656041167, 101.84465292103037
Pahang | PMU 132/11kV Sri Layang | 3.406689135569671, 101.78656898993717
Terengganu | PMU 132/33/11kV Seberang Jerteh | 5.745066967093978, 102.48627384250058
Terengganu | PMU 132/33/11kV Batu Rakit | 5.4896466387861285, 103.00120189876311
Terengganu | PMU 132/33kV Gong Badak | 5.383700033570381, 103.07620874565194
Terengganu | PMU 275/33kV Hulu Terengganu | 5.152413938912105, 102.60402850439412
Terengganu | PPU Kenyir | 5.14894082935138, 102.78003963275486
Terengganu | PPU 33/11kV Kuala Terengganu Sentral | 5.332887652904967, 103.14124058757817
Terengganu | PPU 33/11kV Kuala Terengganu South | 5.312962699540416, 103.15046223672097
Terengganu | PMU Kuala Terengganu | 5.305921644644089, 103.13090409331328
Terengganu | PMU 132/11kV Chendering | 5.263305724310726, 103.15906683081592
Terengganu | PMU Kuala Berang | 5.072473379007132, 103.0529497959458
Terengganu | PPU 33/11kV Ajil | 5.082748704311943, 103.09018979732288
Terengganu | PMU 132/33/11kV Dungun Industri | 4.72242160910933, 103.39671100081611
Terengganu | PMU 132/11kV Santong | 4.651981336707436, 103.38010688027704
Terengganu | PMU 275/132kV Paka | 4.5946292051889595, 103.44918875691788
Terengganu | PMU 132/33kV Rantau Petronas | 4.460069126840821, 103.43867721346294
Terengganu | PMU 275/132/33kV Teluk Kalong | 4.271672576113803, 103.45052679226936
Terengganu | PMU 132/11kV Kemaman | 4.201181214494794, 103.43585517929282
Kelantan | PMU 275/132/33kV Kandis | 5.920426963847917, 102.45169308273796
Kelantan | PMU 132/33/11kV Panchor | 6.150820183058527, 102.31446919687961
Kelantan | PPU 33/11kV Padang Tembak | 6.137324688065645, 102.30376038350094
Kelantan | PPU Pasir Pekan | 6.122566298534769, 102.21707987624768
Kelantan | PPU 33/11KV Tunjong | 6.06936962524549, 102.2420156672305
Kelantan | PMU 132/33kV Tunjung | 6.051409829606193, 102.22476483388638
Kelantan | PMU 132/33/11kV Lemal | 6.022715295416857, 102.14144155856518
Kelantan | PMU 132kV Danau Tok Uban Switching Station | 5.874787626767549, 102.10140672128254
Kelantan | PMU 132/33/11kV Rantau Panjang | 6.004405487817062, 101.9930862675048
Kelantan | PPU 33/11kV Tanah Merah | 5.822898109239664, 102.15402525124057
Kelantan | MALS 132kV Solar Substation | 5.724220095560625, 102.1612286957701
Kelantan | PMU 132/33kV Kuala Krai | 5.598480666938631, 102.19430269102564
Kelantan | PMU 132kV Gua Musang | 4.842903116557591, 101.98344187714741
Perlis | PPU Padang Besar Perlis | 6.65550801824677, 100.30470003794358
Perlis | PMU 132/33kV Bukit Ketri | 6.495040832097373, 100.248269513183
Perlis | Mini PPU Abi | 6.5105007159233885, 100.17762163456834
Perlis | PMU 132/33kV Bukit Ketri South | 6.495044112484131, 100.24825447089881
Perlis | PMU 275/132/11kV Chuping | 6.487388500048047, 100.28255921540516
Perlis | PMU 132/33/11 kV Kangar | 6.441264230755136, 100.21536854843707
Perlis | PMU 132/11kV Kuala Perlis | 6.391031925304565, 100.13545676874165
Perlis | PPU 33/11kV Simpang Empat | 5.257289108181895, 100.4816439547129
Perlis | PMU 275/132kV Perlis Power Station | 6.340076684961771, 100.15747211963249
Kedah | PMU 132/33/11kV Teluk Ewa | 6.4230338153599655, 99.76886942451101
Kedah | PMU 132kV Teluk Apau | 6.362321985513624, 99.90033583511493
Kedah | PMU 132/33/11kV Bukit Kayu Hitam | 6.480339025272277, 100.4161438064057
Kedah | PMU 132/33/11kV Tanjung Pauh | 6.23485296455998, 100.4208581493749
Kedah | PMU 132/33/11kV Mergong | 6.151899683663881, 100.36066764171193
Kedah | PPU 33/11kV Pendang | 5.995990051838122, 100.477442211605
Kedah | PMU 132/33/11kV Kota Sarang Semut | 5.928512319557536, 100.40868917936274
Kedah | PMU 132/11kV Gurun | 5.822589614059225, 100.4684431266634
Kedah | PMU 500/275/132kV Gurun East | 5.812329605119566, 100.53462384504313
Kedah | PMU 275/132/33kV Bedong | 5.722648718944769, 100.50109173370981
Kedah | PMU 132/33/11kV Taman Intan | 5.635755917393074, 100.47604493839218
Kedah | PMU 132/33/11kV Bukit Selambau | 5.68755066872934, 100.62459097729533
Kedah | PMU 132/33/11kV Sungai Petani Industri | 5.659392838850361, 100.5344199466253
Kedah | PMU 275/132/33kV Kuala Ketil | 5.592039326129439, 100.63700891801291
Kedah | PMU 132/33/11kV Tikam Batu | 5.577975020197022, 100.441890100409
Kedah | PPU 33/11kV Taman Mahsuri | 5.510772529006253, 100.540480245568
Kedah | NUR PMU KHTC 132/33/11kV | 5.431095547817577, 100.59201083640784
Kedah | NUR West 132/33kV Substation | 5.429300144934505, 100.57796199178152
Kedah | PMU 132/33/11kV Kulim | 5.405486758953495, 100.55350844300021
Penang | PMU 132/33/11kV Butterworth North | 5.451640928494634, 100.40443194359997
Penang | PMU 132/11kV Simpang Ampat | 5.275274728860278, 100.4549465647691
Penang | PMU 132/33/11kV Batu Kawan South | 5.227267027729641, 100.45724561636916
Penang | PMU 275/132kV Bukit Tambun | 5.267672361345447, 100.45453922475049
Penang | PMU 275/132kV KV Bayan Lepas | 5.294183865685004, 100.29359160391043
Penang | PPU 33/11kV Bukit Jambul | 5.334509809501105, 100.29020847265532
Penang | PMU Bayan Mutiara | 5.343267992477513, 100.30816529962328
Penang | PMU 132/33/11kV GIS Farlim | 5.3987071749627935, 100.28947705777821
Penang | PMU 132/33/11kV Sungai Pinang | 5.407228304274163, 100.32426717459815
Penang | PPU 33/11kV Pulau Tikus | 5.428602172946375, 100.3112055868602
Penang | PMU 132/33kV Tanjung Tokong | 5.456247295964377, 100.30973591682198
Perak | PMU 132/33 kV Chenderoh | 4.959774772204804, 100.97617070196459
Perak | PMU 132kV Taiping Switching Station | 4.8169905727293125, 100.74830569908998
Perak | PMU SPSS ¦ Sg Siput Switching Station | 4.8272724859078995, 101.04964768258057
Perak | PMU 132/33kV Kanthan | 4.756206527634793, 101.11873098073067
Perak | PMU 275/132/11kV Klebang | 4.689721174015759, 101.13903565374417
Perak | PMU 132/22/11kV Tasek | 4.66331265521282, 101.12684981326476
Perak | PMU 132/33/11 kV Kinta Valley | 4.620609925502886, 101.14934652490811
Perak | PMU 133/33/11kV Pengkalan Industri | 4.507563899796814, 101.0401097384006
Perak | PMU 132/33/11kV Kampar | 4.319705566806894, 101.13874967478212
Perak | PMU 275kV Segari | 4.389457690373792, 100.59093196748924
Perak | PMU 500/275kV Ayer Tawar | 4.327576705400547, 100.78693616656113
Perak | PMU 132/33/11kV Lumut | 4.200439402654379, 100.64761876918931
Perak | PMU 132/33kV Kampung Gajah | 4.19443891998077, 100.96030966160386
Perak | PMU 275kV Tapah | 4.238367914248837, 101.30542285327226
Perak | GKD 33/132kV Step Up Station, Gading Kencana | 4.07582519077806, 101.27826546718087
Perak | PMU 132kV Bidor Solar Switching Station | 4.074144004501872, 101.27923502244549
Perak | PMU 132/33kV Teluk Intan East | 3.9878005589243544, 101.07170419176175
Selangor | PPU 33/11kV Tasek Tambahan | 3.122254422660099, 101.77294930765807
Selangor | PMU 132/33kV GIS Mutiara Damansara | 3.164728246294152, 101.60337134758119
Selangor | PPU 83/11kV PKNS Sg Buloh | 3.149847991193545, 101.57076765501417
Selangor | PPU 33/11KV Bandar Utama | 3.137326635105952, 101.6102136758129
Selangor | PPU Damansara Intan | 3.1341099424158547, 101.65053674645884
Selangor | PPU 33/11kV SS2M | 3.1219776205979106, 101.62768020547814
Selangor | PPU 33/11kV Kelana Jaya | 3.1062299199430865, 101.59803631677565
Selangor | Subang Jaya 132kV Switching Station (SJSS) | 3.09665098128166, 101.58987107404477
Selangor | PMU 132/33kV Glenmarie (GLMR) | 3.0961179891224053, 101.58950564336178
Selangor | PMU 275/132kV Kuala Lumpur West | 3.114002104791384, 101.60154406480672
Selangor | PMU 132/33/11kV New Seapark (NSPK) | 3.1035823016864392, 101.62949266665437
Selangor | PPU 33/11kV Sungai Way | 3.0878457090566163, 101.62555722802027
Selangor | PMU 132/33/11kV PJ South | 3.0769358712782533, 101.62027622432501
Selangor | PMU 132/33/11kV New Subang Uda | 3.071634038529886, 101.59819699123385
Selangor | PMU 132/33/11kV Proton | 3.034306862492736, 101.56837413966629
Selangor | PPU 33/11kV Bandar Puchong Jaya | 3.042617330061076, 101.62083783227591
Selangor | PPU 33/11kV Bandar Kinrara | 3.056116246289062, 101.65039848753848
Putrajaya | PMU 132/33kV Sungai Semenyih Water Works | 2.903945126045394, 101.68991250624248
Putrajaya | SSU GDC2 33KV | 2.921795145959924, 101.68856097460463
Putrajaya | PMU Abu Bakar Baginda | 2.953318555381268, 101.73166840103192
Putrajaya | PPU 33/11kV PUTRAJAYA 1 | 2.9372757623996657, 101.69807202986733
Putrajaya | PPU 33/11kV PUTRAJAYA 2 | 2.951936074448214, 101.68509354946463
Putrajaya | PPU 33/11kV Putrajaya 5 | 2.933428403950814, 101.67979148384283
Putrajaya | PPU 33/11kV PUTRAJAYA 6 | 2.9414510057815435, 101.69423259974488
Putrajaya | PPU 33/11kV PUTRAJAYA 7 | 2.9579908151599543, 101.6667328237641
Putrajaya | PPU 33/11kV PUTRAJAYA 8 | 2.923292294575912, 101.67696830842243
Putrajaya | PPU 33/11kV PUTRAJAYA 12 | 2.9447562610985623, 101.72178613227544
Putrajaya | PPU 33/11kV Putrajaya 13 | 2.8974459995162762, 101.67148900657476
Putrajaya | PPU 33/11kV PUTRAJAYA 23 | 2.9038810531069177, 101.68281134336117
Putrajaya | PPU 33/11kV PUTRAJAYA 24 | 2.9178701612655433, 101.68346975870271
Cyberjaya | SSU TM DATA CENTRE 33kv | 2.932200292863089, 101.65775545131221
Cyberjaya | SSU NTT2 33Kv | 2.926694868043729, 101.65847830445601
Cyberjaya | SSU MEGAJANA 33KV | 2.916892710740855, 101.66158696424559
Cyberjaya | SSU SKYPARK CYBERJAYA 33Kv | 2.9513206015252647, 101.65570627645232
Cyberjaya | PPU 33/11kV CYBERJAYA 3 | 2.93465395468099, 101.64032996317108
Cyberjaya | PPU 33/11kV CYBERJAYA 6 | 2.922368944257179, 101.64497832577827
Cyberjaya | PPU 33/11kV Cyberjaya 8 | 2.935274717417209, 101.63141143372928
Cyberjaya | PPU 33/11kV CYBERJAYA 9 | 2.9084192311489794, 101.66315580017358
Cyberjaya | PMU 132/33kV Cyberjaya Central GIS (CBJC) | 2.915472306370345, 101.64820307460464
Cyberjaya | PMU 275kV Cyberjaya EAST (GIS) | 2.899519093405618, 101.6552447206291

## TNB Nodal Point (hidden)
State | Substation Name | Connection Point (kV)
Johor | Bakri | 11
Johor | Bandar Penawar | 11
Johor | Batu Pahat | 11
Johor | Bukit Kepong | 11
Johor | Gerisek | 11
Johor | Kangkar Tebrau | 11
Johor | Kluang (New) | 11
Johor | Kota Tinggi | 11
Johor | Parit Jamil | 11
Johor | Parit Yusof | 11
Johor | Renggam | 11
Johor | Rengit | 11
Johor | Senai | 11
Johor | Sri Sulong | 11
Johor | Tangkak | 11
Johor | Tangkak Industrial | 11
Johor | Batu Pahat East | 33
Johor | Bukit Siput | 33
Johor | Financial Center (Gis) | 33
Johor | Kangkar Tebrau | 33
Johor | Mersing | 33
Johor | Pasak | 33
Johor | Pasir Gudang Town Centre | 33
Johor | Perling | 33
Johor | Permas Jaya | 33
Johor | Pontian | 33
Johor | Pusat Bandar Johor Bahru | 33
Johor | Saling | 33
Johor | Senai | 33
Johor | Skudai | 33
Johor | South Key Jb (Gis) | 33
Johor | Sungai Abong | 33
Johor | Tampoi Industri | 33
Johor | Tanjung Kupang | 33
Johor | Tanjung Langsat | 33
Johor | Tebrau | 33
Johor | Teluk Ramunia | 33
Johor | Ulu Tiram | 33
Melaka | Bona Vita | 11
Melaka | Kampung Gedek | 11
Melaka | Masjid Tanah | 11
Melaka | Zarina | 11
Melaka | Bukit Rambai | 33
Melaka | Cheng | 33
Melaka | Hicom Pegoh | 33
Melaka | Jasin | 33
Melaka | Metacorp | 33
Melaka | Pulau Gadong | 33
Melaka | Tangga Batu | 33
Melaka | Ujung Pasir | 33
Negeri Sembilan | Bahau | 11
Negeri Sembilan | Chembong | 11
Negeri Sembilan | Mantin | 11
Negeri Sembilan | Rantau | 11
Negeri Sembilan | Simpang Pertang | 11
Negeri Sembilan | Teluk Kemang | 11
Negeri Sembilan | Arab Malaysian Industrial Development | 33
Negeri Sembilan | Paroi | 33
Negeri Sembilan | Sendayan | 33
Kuala Lumpur | Sentul Raya | 11
Kuala Lumpur | Ampang Gis | 33
Kuala Lumpur | Bandar Tun Razak | 33
Kuala Lumpur | Batu Cave | 33
Kuala Lumpur | Brickfield | 33
Kuala Lumpur | Bukit Jalil | 33
Kuala Lumpur | Bukit Mahkamah | 33
Kuala Lumpur | Damansara Height | 33
Kuala Lumpur | Danau Desa | 33
Kuala Lumpur | Dang Wangi | 33
Kuala Lumpur | Galloway | 33
Kuala Lumpur | Harta Kemuncak | 33
Kuala Lumpur | Jalan Imbi | 33
Kuala Lumpur | Kampung Lanjut | 33
Kuala Lumpur | Kl Pavilion | 33
Kuala Lumpur | Kuala Lumpur City Centre | 33
Kuala Lumpur | Kuala Lumpur East | 33
Kuala Lumpur | Kuala Lumpur North (Gis) | 33
Kuala Lumpur | Kuala Lumpur South (Gis) | 33
Kuala Lumpur | Manjalara | 33
Kuala Lumpur | Mid Valley | 33
Kuala Lumpur | Pandan Maju | 33
Kuala Lumpur | Pantai | 33
Kuala Lumpur | Pudu Ulu | 33
Kuala Lumpur | Segambut | 33
Kuala Lumpur | Sentul Raya | 33
Kuala Lumpur | Sppk Cheras | 33
Kuala Lumpur | Sri Damansara | 33
Kuala Lumpur | Sri Hartamas | 33
Kuala Lumpur | Sun City (Gis) | 33
Kuala Lumpur | Titiwangsa | 33
Kuala Lumpur | Tnb Hq | 33
Kuala Lumpur | Vision City | 33
Kuala Lumpur | Wangsa Maju | 33
Putrajaya/Cyberjaya | Abu Bakar Baginda | 33
Putrajaya/Cyberjaya | Cyberjaya North Gis | 33
Putrajaya/Cyberjaya | Putrajaya Central Gis | 33
Putrajaya/Cyberjaya | Serdang Power Station | 33
Selangor | Port Klang Power Station | 11
Selangor | Air Hitam | 33
Selangor | Balakong | 33
Selangor | Bandar Baru Salak Tinggi | 33
Selangor | Bandar Botanic | 33
Selangor | Banting | 33
Selangor | Batang Berjuntai | 33
Selangor | Batu Tiga | 33
Selangor | Beranang | 33
Selangor | Bukit Badong | 33
Selangor | Bukit Beruntung | 33
Selangor | Bukit Changgang | 33
Selangor | Bukit Jelutong | 33
Selangor | Bukit Kapar | 33
Selangor | Bukit Raja (Gis) | 33
Selangor | Bukit Sentosa | 33
Selangor | Cheras Jaya | 33
Selangor | Connought Prige | 33
Selangor | Hicom | 33
Selangor | Ingerback | 33
Selangor | Jalan Meru | 33
Selangor | Kajang | 33
Selangor | Kajang Estate | 33
Selangor | Kalumpang | 33
Selangor | Kampung Chempaka | 33
Selangor | Kampung Subang | 33
Selangor | Kota Damansara | 33
Selangor | Kota Kemuning | 33
Selangor | Kuala Lumpur International Airport | 33
Selangor | Kuala Selangor | 33
Selangor | Ladang Kundang | 33
Selangor | Mahkota Cheras | 33
Selangor | Maxharta | 33
Selangor | Mutiara Damansara | 33
Selangor | National Universiti (Gis) | 33
Selangor | New Rawang | 33
Selangor | New Sea Park | 33
Selangor | New Subang Uda | 33
Selangor | North Klang Strait | 33
Selangor | Pandamaran | 33
Selangor | Petaling Jaya South | 33
Selangor | Proton | 33
Selangor | Puchong Jaya | 33
Selangor | Puchong Perdana | 33
Selangor | Pulau Indah | 33
Selangor | Serdang New (Ais) | 33
Selangor | Serdang Raya | 33
Selangor | Setia Alam | 33
Selangor | Shah Alam Bandar | 33
Selangor | Shah Alam East | 33
Selangor | Shah Alam Seksyen 18 Gis | 33
Selangor | Shah Alam South | 33
Selangor | Shah Alam West | 33
Selangor | Subang Dca | 33
Selangor | Subang Jaya Town Centre Gis | 33
Selangor | Sungai Besar | 33
Selangor | Sungai Semenyih Water Work | 33
Selangor | Taman Jaya | 33
Selangor | Teluk Panglima Garang | 33
Selangor | Temasya | 33
Perak | Kemunting | 11
Perak | Lumut Maritime | 11
Perak | Silibin Gis | 11
Perak | Sri Iskandar | 11
Perak | Taiping Industrial | 11
Perak | Teluk Intan | 11
Perak | Bidor | 33
Perak | Bukit Merah | 33
Perak | Cenderoh Power Station | 33
Perak | Gopeng Road | 33
Perak | Greentown | 33
Perak | Grik | 33
Perak | Hutan Melintang | 33
Perak | Kampar | 33
Perak | Kelebang | 33
Perak | Kinta Valley Resort | 33
Perak | Lumut Maritime | 33
Perak | Lumut Maritime | 33
Perak | Menglembu | 33
Perak | New Khantan | 33
Perak | Pengkalan | 33
Perak | Pengkalan Industri | 33
Perak | Proton City | 33
Perak | Sri Iskandar | 33
Perak | Sungai Siput | 33
Perak | Taiping Industrial | 33
Perak | Tasik | 33
Perak | Temoh | 33
Pulau Pinang | Butterworth North | 11
Pulau Pinang | Simpang Empat | 11
Pulau Pinang | Air Terjun (Tanjung Tokong - Ttkg) | 33
Pulau Pinang | Batu Kawan South | 33
Pulau Pinang | Bayan Baru | 33
Pulau Pinang | Bayan Lepas | 33
Pulau Pinang | Bayan Mutiara | 33
Pulau Pinang | Bukit Mertajam | 33
Pulau Pinang | Bukit Minyak | 33
Pulau Pinang | Bukit Tambun | 33
Pulau Pinang | Bukit Tengah | 33
Pulau Pinang | Butterworth North | 33
Pulau Pinang | Farlim | 33
Pulau Pinang | Penang (Gelugor) Power Station (New) | 33
Pulau Pinang | Prai (Gis) | 33
Pulau Pinang | Prai Industrial Estate | 33
Pulau Pinang | Seberang Jaya | 33
Pulau Pinang | Seungai Kechil | 33
Pulau Pinang | Simpang Empat East | 33
Pulau Pinang | Sungai Ara | 33
Pulau Pinang | Sungai Pinang | 33
Kedah | Alor Setar (Gis) | 11
Kedah | Aman Jaya | 11
Kedah | Bukit Kayu Hitam | 11
Kedah | Bukit Selambau | 11
Kedah | Gua Cempedak | 11
Kedah | Gurun | 11
Kedah | Kota Sarang Semut | 11
Kedah | Kota Star | 11
Kedah | Kuala Ketil | 11
Kedah | Mergong | 11
Kedah | Sungai Petani Industri | 11
Kedah | Tanjung Pauh | 11
Kedah | Ulu Melaka | 11
Kedah | Alor Setar (Gis) | 33
Kedah | Aman Jaya | 33
Kedah | Baling | 33
Kedah | Bukit Kayu Hitam | 33
Kedah | Gurun East | 33
Kedah | Guthrie | 33
Kedah | Kota Sarang Semut | 33
Kedah | Kota Star | 33
Kedah | Kuala Ketil | 33
Kedah | Kulim | 33
Kedah | Mergong | 33
Kedah | Sungai Petani Industri | 33
Kedah | Taman Intan | 33
Kedah | Tanjung Pauh | 33
Kedah | Teluk Ewa | 33
Kedah | Tikam Batu | 33
Kedah | Ulu Melaka | 33
Perlis | Chuping | 11
Perlis | Kangar | 11
Perlis | Kangar | 33
Kelantan | Gua Musang | 11
Kelantan | Kota Bharu | 11
Kelantan | Jeli | 33
Kelantan | Kota Bharu | 33
Kelantan | Lemal | 33
Kelantan | Panchor | 33
Kelantan | Pasir Puteh | 33
Kelantan | Rantau Panjang | 33
Kelantan | Tanah Merah | 33
Kelantan | Tunjung | 33
Terengganu | Chendering | 11
Terengganu | Chukai | 11
Terengganu | Dungun | 11
Terengganu | Gong Badak | 11
Terengganu | Kemaman | 11
Terengganu | Kuala Berang | 11
Terengganu | Kuala Terengganu | 11
Terengganu | Paka Power Station | 11
Terengganu | Rantau Petronas | 11
Terengganu | Telok Kalung | 11
Terengganu | Batu Rakit | 33
Terengganu | Chendering | 33
Terengganu | Dungun Indutri | 33
Terengganu | Gong Badak | 33
Terengganu | Paka Power Station | 33
Terengganu | Seberang Jertih | 33
Terengganu | Telok Kalung | 33
Pahang | Bandar Indera Mahkota | 11
Pahang | Ketari | 11
Pahang | Kuala Lipis (New) | 11
Pahang | Kuantan | 11
Pahang | Kuantan Central | 11
Pahang | Maran | 11
Pahang | Pekan | 11
Pahang | Tanjung Gelang | 11
Pahang | Temerloh Industrial | 11
Pahang | Bandar Indera Mahkota | 33
Pahang | Bandar Muazam Shah | 33
Pahang | Gebeng | 33
Pahang | Jerantut | 33
Pahang | Kerayong | 33
Pahang | Kuala Lipis (New) | 33
Pahang | Tanjung Batu | 33
Pahang | Tanjung Gemok | 33
Pahang | Universiti Islam Antarabangsa Malaysia (UIAM) | 33

## Resouces (hidden)
TNB nodal points | https://www.seda.gov.my/download/tnb-nodal-points/
https://ktsystem.com.my/projects/other-132kv-275kv-transmission/
https://www.transgrid.com.my/air-insulated-substation/
https://pestec-international.com/project-reference/electrical-substations
https://www.seda.gov.my/download/tnb-nodal-points/